## Intro
This excel provides data on the adaptation costs of European gas networks for hydrogen integration (hydrogen-blending).
This study was carried out in the context of the preparation of the Impact Assessment for the revision of the Gas Market Directive (Hydrogen and Decarbonised Gas Package), as part of the METIS project.
More information on how these adaptation costs were calculated can be found in the Annex (Section 8.4) of the respective report:
https://op.europa.eu/en/publication-detail/-/publication/d24343db-5ee8-11ec-9c6c-01aa75ed71a1/language-en
For further information you may contact:
Norman Gerhardt (coordinator at Fraunhofer IEE): | norman.gerhardt@iee.fraunhofer.de
Tobias Bossmann(METIS project coordinator): | tobias.bossmann@artelys.com
Information on the "Hydrogen and decarbonised gas market package" is available here: |  |  | https://energy.ec.europa.eu/topics/markets-and-consumers/market-legislation/hydrogen-and-decarbonised-gas-market-package_en
Further information on the METIS model is available here: |  | https://energy.ec.europa.eu/data-and-analysis/energy-modelling/metis_en

## File structure
This excel file consists of :
- A tab that describes the different types of hydrogen integration into the gas grid : Structure
Three different possible integrations of hydrogen into the gas grid are described. The associated needed transformation for various ranges of H2 integration rates are listed. At the bottom of the tab, two tables list the the adaptation costs that are taken into account in the cost calculation, and those that are not taken into account
Adaptation costs are available for both type 1 (integration into the transmission grid) and type 2 (integration into the distribution grid). Cumulative cost curves are provided for type 1 integration, but the calculations can be made for type 2 too.
- Two tabs with the calculations of adaptation costs for different types of hydrogen integration in the gas network
- Type 1 - Transport network provides the adaptation costs for each country, each type of equipment and various ranges of H2 integration shares, in the case of H2 integration into the transport network. In this situation, both the transport network and the distribution network have to be able to cope with the same share of H2 blending. For example, if the H2 blending rate in the transport network is 10%, the equipment of both the distribution and the transport network need to be adapted to reach 10% blending rate.
- Type 2 - Distribution network provides the adaptation costs for each country, for each type of equipment and for various ranges of H2 integration shares, in the case where H2 is integrated into the supraregional distribution network
Columns B to F describe the type of adaptation (equipment, associated blending rate, concerned level of the gas network)
Columns G and H provide the unit cost adaptations
Column I to AJ provide the specific number by country (volumes of gas transiting through the equipment to be adapted, capacity of the equipment to be adapted, number of pieces of equipment that needs to be adapted)
In column AK to BL the unit cost adaptations are multiplied by the specific country numbers, to get total adaptation costs for each type of equipment, each country, and each range of blending rate
Columns BS to CA present the adaptation costs across rows per country, per equipment, and per blending rate. They are used to build the cost curves.
- The next tabs (Type 1 - Overall cost curve and Type 1 - Detailed cost curve) show cumulative cost curves for each range of blending rate, in the case where hydrogen is directly integrated into the transmission grid
If the same results are needed for the case where H2 is integrated at the distribution level, columns BS to CA would need to be created in the tab "Type 2 - Distribution network" (as in the Type 1 tab)
- The tab Type 1 - National costs consists of a table with total adaptation costs for each country considered and each range of hydrogen blending, in the case where hydrogen is directly integrated into the transmission gas grid

## Structure
The table below describes the changes needed to adapt the gas network to allow for hydrogen injection.
Three types of integration are considered: in the transport network, in the distribution network, and in a dedicated hydrogen network.
|  | Type 1 --> Integration in the transport network | Type 2 --> Integration in the distribution network | Type 3 --> Parallel dedicated H2 network
| Description of how hydrogen is transported in the gas network | H2 - admixture in the transport network >40bar | H2 - admixture in the supraregional distribution network approx. 16 bar | Parallel H2 transport network to the CH4 transport network
| Example of affected regions | Germany without specific H2 transport network, … | France | NL, BE, (Northwest) Germany, …
| Fluctuating H2 proportions in the distribution network | Lower fluctuations (due to dilution in the transport network) --> the maximum rate of blending is 20% H2 in 2030 if premature boiler replacement is to be avoided | Higher fluctuations than if hydrogen is integrated in the transport network --> the maximum rate of blending is 10% H2 in 2030 if premature boiler replacement is to be avoided | The proportion of H2 in the network is constant --> the maximum rate of blending is 20% H2 in 2030 if premature boiler replacement is to be avoided
A | Adjustments in the transport network up to 5% | Deblending for 50% of relevant industrial enterprises |  | - no blending / but transformation costs for H2 transport network
Pore storage - desulfurization and drying is already available
B | Adjustments in the transportation network to move from 5% to 10% | Deblending for existing gas turbines (power generation) (the blending rate can be from 1-5%, the adaptation costs below 5% are neglected)
Deblending for existing gas turbines of the compressors in the gas network
Deblending for existing gas turbines of compressors in storage
Calorific value adjustment of LPG blending for 50% of industrial plants
Less energy is required for reheating for accumulator discharge of gas pressure regulator --> 3% less energy required
5% H2 loss due to drying for storage tank discharge
|  | Adaptation costs for existing process chromatographs (GC) | Adaptation costs for existing process chromatographs (GC)
|  | Gas pressure regulator >40bar to 16bar - less energy is required for reheating 10% --> 3% less energy is required | Gas pressure regulator <40bar to 16bar - less energy required for reheating 10% --> 3% less energy required | Gas pressure regulator <40bar to 16bar - less energy required for reheating 10% --> 3% less energy required
Higher gas turbine power required for compressor 10%H2--> +30% additional power is required (CAPEX+OPEX)
C | Adjustments in the transportation network to move from 10% to 20% | Compressors in the gas network - from 10 to 40% impellers and recirculation stages/gears have to be replaced only casing remains --> 50% of investment costs
Compressors (without drive unit) - from 10 to 40% impellers and recirculation stages/gearboxes have to be replaced only casing remains --> 50% of investment costs
Higher gas turbine power for compressor is necessary to reach 20%H2 --> additional +40%power (CAPEX+OPEX)
Gas pressure regulator accumulator discharge - less energy required for reheating 20% --> additional +5% less energy required
Storage tank discharge - 5% H2 loss due to drying
|  | Gas pressure regulator <40bar to 16bar - less energy required for reheating 20% --> additional +5% less energy required |  | Gas pressure regulator <40bar to 16bar - less energy required for reheating 20% --> additional +5% less energy required
Lines with large diameters in the transport network that need to be replaced or coated are low
D | Adjustments in the transport network over 20% | From 40% all compressors must be replaced
Higher compressor capacity is necessary and offer 100%H --> +300%power (CAPEX+OPEX)
A | Adjustments in the distribution network up to 5% | Deblending for 50% of relevant industrial enterprises
|  | In 2030 the number of CNG old vehicles is projected to be low --> no deblending is necessary | In 2030 the number of CNG old vehicles is projected to be low --> no deblending is necessary | In 2030 the number of CNG old vehicles is projected to be low --> no deblending is necessary
B | Adjustments in the distribution network to move from 5% to 10%. | Calorific value adjustment of LPG blending for 50% of industrial plants
C | Adjustments in the distribution network to move from 10% to 20%. |  | Deblending and calorific value adjustment for 50% of relevant industries (necessary later, as distribution networks that have relevant industries are avoided beforehand) | Deblending and calorific value adjustment for 50% of relevant industries (necessary later, as distribution networks that have relevant industries are avoided beforehand)
|  | Deblending for CHP turbines | Deblending for CHP turbines | Deblending for CHP turbines
|  | Gas pressure regulator must be replaces as the relative density no longer fits | Gas pressure regulator must be replaces as the relative density no longer fits | Gas pressure regulator - design for relative density no longer fits - must be replaced
|  | Additional process chromatographs (GC) for calorific value reconstruction system (instead of meter exchange which go up to 10% otherwise only sufficiently accurate) | Additional process chromatographs (GC) for calorific value reconstruction system (instead of meter exchange which go up to 10% otherwise only sufficiently accurate)
Adjustments in the transport network up to 5%
Adjustments in the transportation network to move from 5% to 10%.
Adjustments in the transportation network to move from 10% to 20%.
D | Adjustments in the distribution network above 20% | Boiler exchange | Boiler exchange
|  | Logistic for transformation in order to avoid supply interruption (different from L-gas -> H-gas conversion) | Logistic for transformation - avoid supply interruption (different from L-gas -> H-gas conversion)
|  | Replacement valves due to leakage | Replacement valves due to leakage
|  | New Compressors (without drive unit) - to 40% | New Compressors (without drive unit) to 40%
Focus on centralized 100%H2 consumers, decentralized consumers stop at 20%H2 share
Considered:
| Desulfurization /Drying Pore Storage | CAPEX
| Cleaning | CAPEX
OPEX electr. consumption
OPEX H2 sale revenue
| Calorific value adjustment LPG | CAPEX
OPEX
| Compressor capacity | CAPEX
| New gas turbines for compressor drive | CAPEX
OPEX gas fuel costs
| Adjustment costs GC | CAPEX
| New GC | CAPEX
| Gas pressure regulator >40bar to 16bar | OPEX - reduced heating costs
| Gas pressure regulator | CAPEX
Not considered:
| Lines coating | CAPEX - only for small number of lines
| Lines exchange | CAPEX - only for small number of lines
| Cleaning CNG filling stations | CAPEX - Altfahrzeuge gehen schnell aus dem Markt
OPEX electr. consumption
OPEX H2 sale revenue
| valves, seals | CAPEX - up to 20% there is still no leakage
| More points | Replacement investments for H2-Ready at end-of-life (can save costs for adaptation) would only be relevant with slower increase of blending until 2050
Logistic for transformation - avoid supply interruption (different from L-gas -> H-gas conversion)
Other adaptations?

## Type 1 - Transport network
| Blending share |  | Infrastructure category | Component requiring adaptation | Adaptation | (Annualised) specific adaptation costs (CAPEX+OPEX) |  | Specific values by country | [27 empty] | Total costs M€/a | [27 empty] | comment
[8 empty] | AT | BE | BG | CY | CZ | DE | DK | EE | EL | ES | FI | FR | HR | HU | IE | IT | LT | LU | LV | MT | NL | PL | PT | RO | SE | SI | SK |  | AT | BE | BG | CY | CZ | DE | DK | EE | EL | ES | FI | FR | HR | HU | IE | IT | LT | LU | LV | MT | NL | PL | PT | RO | SE | SI | SK |  |  | CountCountry | CountLine | Country | Threshold | Network | Category | Component | Adaptation | Code | Unit | Cost
1 | <5% | TSO | Storage | Porous storage | Desulfurization and Drying - Investment | 5.8451 | €/Nm³/h/year storage withdrawal | 4.1232 | 0.66558 | 0.59058 | 0 | 2.4852 | 7.0076 | 0.38168 | 0 | 0 | 0.84228 | 0 | 7.3194 | 0.32423 | 3.2883 | 0 | 14.3539 | 0 | 0 | 1.2369 | 0 | 9.3016 | 1.2541 | 0 | 1.6577 | 0 | 0 | 2.0386 | Mio. Nm³/h/year storage withdrawal | 24.1002 | 3.8903 | 3.452 | 0 | 14.5261 | 40.96 | 2.2309 | 0 | 0 | 4.9232 | 0 | 42.7822 | 1.8951 | 19.2203 | 0 | 83.8994 | 0 | 0 | 7.2298 | 0 | 54.3686 | 7.3301 | 0 | 9.6895 | 0 | 0 | 11.9159 | M€/year |  | 1 | 1 | AT | <5% | TSO | Storage | Porous storage | Desulfurization and Drying - Investment | Porous storage-Desulfurization and Drying - Investment | 4.1232 | 24.1002
2 |  | TSO | Industrie | 50% Chemical industry (material use), glass | Membrane for deblending - Investment | 0.91882 | €/kW/year | 0.26486 | 1.4738 | 0.2626 | 0 | 0.22536 | 2.1773 | 0.032337 | 0.0044359 | 0.25571 | 0.73717 | 0.022699 | 0.97013 | 0.27903 | 0.59154 | 0 | 0.97015 | 0.89911 | 0.023428 | 0 | 0 | 1.7639 | 2.0727 | 0.13372 | 0.43208 | 0.092866 | 0.027211 | 0.297 | GW | 0.24335 | 1.3542 | 0.24128 | 0 | 0.20707 | 2.0005 | 0.029712 | 0.0040757 | 0.23496 | 0.67733 | 0.020856 | 0.89138 | 0.25638 | 0.54352 | 0 | 0.89139 | 0.82612 | 0.021526 | 0 | 0 | 1.6207 | 1.9045 | 0.12286 | 0.397 | 0.085327 | 0.025002 | 0.27289 | M€/year |  | 1 | 2 | AT | <5% | TSO | Industrie | 50% Chemical industry (material use), glass | Membrane for deblending - Investment | 50% Chemical industry (material use), glass-Membrane for deblending - Investment | 0.26486 | 0.24335
3 |  |  |  |  | Membrane for deblending - electr. demand | 0.97746 | €/MWh gas mix | 2.3201 | 12.9108 | 2.3004 | 0 | 1.9742 | 19.0727 | 0.28327 | 0.038858 | 2.2401 | 6.4576 | 0.19884 | 8.4984 | 2.4443 | 5.1819 | 0 | 8.4985 | 7.8762 | 0.20523 | 0 | 0 | 15.4517 | 18.1571 | 1.1714 | 3.785 | 0.81351 | 0.23837 | 2.6017 | TWh | 2.2679 | 12.6199 | 2.2486 | 0 | 1.9297 | 18.6429 | 0.27689 | 0.037982 | 2.1896 | 6.3121 | 0.19436 | 8.3069 | 2.3892 | 5.0651 | 0 | 8.307 | 7.6987 | 0.20061 | 0 | 0 | 15.1035 | 17.7479 | 1.145 | 3.6997 | 0.79517 | 0.233 | 2.5431 | M€/year |  | 1 | 3 | AT | <5% | TSO | Industrie | 50% Chemical industry (material use), glass | Membrane for deblending - electr. demand | 50% Chemical industry (material use), glass-Membrane for deblending - electr. demand | 2.3201 | 2.2679
4 |  |  |  |  | Membrane for deblending - H2. use | 0.55012 | €/MWh gas mix | 2.3201 | 12.9108 | 2.3004 | 0 | 1.9742 | 19.0727 | 0.28327 | 0.038858 | 2.2401 | 6.4576 | 0.19884 | 8.4984 | 2.4443 | 5.1819 | 0 | 8.4985 | 7.8762 | 0.20523 | 0 | 0 | 15.4517 | 18.1571 | 1.1714 | 3.785 | 0.81351 | 0.23837 | 2.6017 | TWh | 1.2764 | 7.1025 | 1.2655 | 0 | 1.086 | 10.4923 | 0.15583 | 0.021377 | 1.2323 | 3.5525 | 0.10939 | 4.6751 | 1.3447 | 2.8507 | 0 | 4.6752 | 4.3329 | 0.1129 | 0 | 0 | 8.5003 | 9.9886 | 0.64441 | 2.0822 | 0.44753 | 0.13113 | 1.4313 | M€/year |  | 1 | 4 | AT | <5% | TSO | Industrie | 50% Chemical industry (material use), glass | Membrane for deblending - H2. use | 50% Chemical industry (material use), glass-Membrane for deblending - H2. use | 2.3201 | 1.2764
5 |  | DSO | Industrie | 50% Chemical industry (material use), glass | Membrane for deblending - Investment | 0.91882 | €/kW/year | 0.26486 | 1.4738 | 0.2626 | 0 | 0.22536 | 2.1773 | 0.032337 | 0.0044359 | 0.25571 | 0.73717 | 0.022699 | 0.97013 | 0.27903 | 0.59154 | 0 | 0.97015 | 0.89911 | 0.023428 | 0 | 0 | 1.7639 | 2.0727 | 0.13372 | 0.43208 | 0.092866 | 0.027211 | 0.297 | GW | 0.24335 | 1.3542 | 0.24128 | 0 | 0.20707 | 2.0005 | 0.029712 | 0.0040757 | 0.23496 | 0.67733 | 0.020856 | 0.89138 | 0.25638 | 0.54352 | 0 | 0.89139 | 0.82612 | 0.021526 | 0 | 0 | 1.6207 | 1.9045 | 0.12286 | 0.397 | 0.085327 | 0.025002 | 0.27289 | M€/year |  | 1 | 5 | AT | <5% | DSO | Industrie | 50% Chemical industry (material use), glass | Membrane for deblending - Investment | 50% Chemical industry (material use), glass-Membrane for deblending - Investment | 0.26486 | 0.24335
6 |  |  |  |  | Membrane for deblending - electr. demand | 0.97746 | €/MWh gas mix | 2.3201 | 12.9108 | 2.3004 | 0 | 1.9742 | 19.0727 | 0.28327 | 0.038858 | 2.2401 | 6.4576 | 0.19884 | 8.4984 | 2.4443 | 5.1819 | 0 | 8.4985 | 7.8762 | 0.20523 | 0 | 0 | 15.4517 | 18.1571 | 1.1714 | 3.785 | 0.81351 | 0.23837 | 2.6017 | TWh | 2.2679 | 12.6199 | 2.2486 | 0 | 1.9297 | 18.6429 | 0.27689 | 0.037982 | 2.1896 | 6.3121 | 0.19436 | 8.3069 | 2.3892 | 5.0651 | 0 | 8.307 | 7.6987 | 0.20061 | 0 | 0 | 15.1035 | 17.7479 | 1.145 | 3.6997 | 0.79517 | 0.233 | 2.5431 | M€/year |  | 1 | 6 | AT | <5% | DSO | Industrie | 50% Chemical industry (material use), glass | Membrane for deblending - electr. demand | 50% Chemical industry (material use), glass-Membrane for deblending - electr. demand | 2.3201 | 2.2679
7 |  |  |  |  | Membrane for deblending - H2. use | 0.55012 | €/MWh gas mix | 2.3201 | 12.9108 | 2.3004 | 0 | 1.9742 | 19.0727 | 0.28327 | 0.038858 | 2.2401 | 6.4576 | 0.19884 | 8.4984 | 2.4443 | 5.1819 | 0 | 8.4985 | 7.8762 | 0.20523 | 0 | 0 | 15.4517 | 18.1571 | 1.1714 | 3.785 | 0.81351 | 0.23837 | 2.6017 | TWh | 1.2764 | 7.1025 | 1.2655 | 0 | 1.086 | 10.4923 | 0.15583 | 0.021377 | 1.2323 | 3.5525 | 0.10939 | 4.6751 | 1.3447 | 2.8507 | 0 | 4.6752 | 4.3329 | 0.1129 | 0 | 0 | 8.5003 | 9.9886 | 0.64441 | 2.0822 | 0.44753 | 0.13113 | 1.4313 | M€/year |  | 1 | 7 | AT | <5% | DSO | Industrie | 50% Chemical industry (material use), glass | Membrane for deblending - H2. use | 50% Chemical industry (material use), glass-Membrane for deblending - H2. use | 2.3201 | 1.2764
8 | from 5 to 10% | TSO | End-use | Gas turbine for power generation (old stock) | Membrane for deblending - Investment | 1.5483 | €/kW/year | 6.0035 | 5.9891 | 0.86825 | 0 | 0.71957 | 36.6956 | 1.0809 | 0.38885 | 8.6246 | 52.5783 | 1.5419 | 15.4011 | 0.84519 | 3.7344 | 4.0608 | 70.9501 | 1.3922 | 0.12419 | 1.5171 | 0.24625 | 13.31 | 4.5188 | 6.0998 | 3.2567 | 1.5311 | 0.18919 | 2.1393 | GW gas launching capacity | 9.295 | 9.2726 | 1.3443 | 0 | 1.1141 | 56.8143 | 1.6735 | 0.60205 | 13.353 | 81.4048 | 2.3872 | 23.8448 | 1.3086 | 5.7819 | 6.2871 | 109.8491 | 2.1554 | 0.19228 | 2.3488 | 0.38126 | 20.6073 | 6.9963 | 9.4441 | 5.0423 | 2.3705 | 0.29292 | 3.3122 | M€/year | Existing power plants still in operation in 2030, all condensing power plants with 50% electrical efficiency; 50% of the CHP are gas turbines and connected to the TSO with 40% electrical efficiency. | 1 | 8 | AT | from 5 to 10% | TSO | End-use | Gas turbine for power generation (old stock) | Membrane for deblending - Investment | Gas turbine for power generation (old stock) -Membrane for deblending - Investment | 6.0035 | 9.295
9 |  |  |  |  | Membrane for deblending - electr. demand | 0.97746 | €/MWh gas mix | 1.2425 | 16.1814 | 4.8704 | 0 | 0.24798 | 102.0766 | 0.39559 | 0.048017 | 18.1912 | 26.6599 | 4.7083 | 21.7123 | 1.7189 | 5.5592 | 13.2068 | 102.0415 | 1.0345 | 0.010066 | 3.328 | 0.52404 | 29.4014 | 19.2183 | 2.1147 | 10.011 | 0.29856 | 0.2344 | 4.7109 | TWh gas consumption | 1.2145 | 15.8168 | 4.7606 | 0 | 0.2424 | 99.7762 | 0.38667 | 0.046935 | 17.7812 | 26.0591 | 4.6022 | 21.223 | 1.6802 | 5.4339 | 12.9092 | 99.7419 | 1.0112 | 0.0098394 | 3.253 | 0.51223 | 28.7388 | 18.7852 | 2.067 | 9.7854 | 0.29183 | 0.22912 | 4.6047 | M€/year |  | 1 | 9 | AT | from 5 to 10% | TSO | End-use | Gas turbine for power generation (old stock) | Membrane for deblending - electr. demand | Gas turbine for power generation (old stock) -Membrane for deblending - electr. demand | 1.2425 | 1.2145
10 |  |  |  |  | Membrane for deblending - H2. use | 1.1002 | €/MWh gas mix | 1.2425 | 16.1814 | 4.8704 | 0 | 0.24798 | 102.0766 | 0.39559 | 0.048017 | 18.1912 | 26.6599 | 4.7083 | 21.7123 | 1.7189 | 5.5592 | 13.2068 | 102.0415 | 1.0345 | 0.010066 | 3.328 | 0.52404 | 29.4014 | 19.2183 | 2.1147 | 10.011 | 0.29856 | 0.2344 | 4.7109 | TWh gas consumption | 1.367 | 17.8035 | 5.3586 | 0 | 0.27284 | 112.3092 | 0.43525 | 0.052831 | 20.0147 | 29.3325 | 5.1803 | 23.8888 | 1.8913 | 6.1165 | 14.5308 | 112.2706 | 1.1382 | 0.011075 | 3.6616 | 0.57658 | 32.3487 | 21.1448 | 2.3267 | 11.0145 | 0.32849 | 0.2579 | 5.1831 | M€/year |  | 1 | 10 | AT | from 5 to 10% | TSO | End-use | Gas turbine for power generation (old stock) | Membrane for deblending - H2. use | Gas turbine for power generation (old stock) -Membrane for deblending - H2. use | 1.2425 | 1.367
11 |  | TSO | Transmission | Gas turbine for gas grid - inkl. transit | Membrane for deblending - Investment | 3.797 | €/kW/year | 0.73377 | 1.636 | 0.22784 | 0 | 0.34615 | 7.4242 | 0.14259 | 0.015272 | 0.43954 | 1.5032 | 0.14942 | 1.9587 | 0.13005 | 0.47981 | 0.30463 | 2.6362 | 0.22159 | 0.027087 | 0.063311 | 0 | 4.1204 | 1.4026 | 0.12484 | 0.62124 | 0.06093 | 0.086219 | 0.25571 | GW gas launching capacity | 2.7861 | 6.2116 | 0.86509 | 0 | 1.3143 | 28.1895 | 0.54141 | 0.057985 | 1.6689 | 5.7075 | 0.56736 | 7.4372 | 0.4938 | 1.8218 | 1.1567 | 10.0094 | 0.84137 | 0.10285 | 0.24039 | 0 | 15.6449 | 5.3258 | 0.47402 | 2.3588 | 0.23135 | 0.32737 | 0.97091 | M€/year | 33% efficiency shaft power--> gas consumption power | 1 | 11 | AT | from 5 to 10% | TSO | Transmission | Gas turbine for gas grid - inkl. transit | Membrane for deblending - Investment | Gas turbine for gas grid - inkl. transit-Membrane for deblending - Investment | 0.73377 | 2.7861
12 |  |  |  |  | Membrane for deblending - electr. demand | 1.0152 | €/MWh gas mix | 0.44404 | 0.98999 | 0.13787 | 0 | 0.20947 | 4.4928 | 0.086289 | 0.0092415 | 0.26599 | 0.90964 | 0.090424 | 1.1853 | 0.0787 | 0.29036 | 0.18434 | 1.5953 | 0.13409 | 0.016391 | 0.038312 | 0 | 2.4934 | 0.8488 | 0.075547 | 0.37594 | 0.036872 | 0.052175 | 0.15474 | TWh losses | 0.4508 | 1.0051 | 0.13997 | 0 | 0.21266 | 4.5612 | 0.087603 | 0.0093822 | 0.27004 | 0.9235 | 0.091801 | 1.2034 | 0.079899 | 0.29478 | 0.18715 | 1.6196 | 0.13614 | 0.016641 | 0.038896 | 0 | 2.5314 | 0.86173 | 0.076697 | 0.38166 | 0.037433 | 0.05297 | 0.1571 | M€/year |  | 1 | 12 | AT | from 5 to 10% | TSO | Transmission | Gas turbine for gas grid - inkl. transit | Membrane for deblending - electr. demand | Gas turbine for gas grid - inkl. transit-Membrane for deblending - electr. demand | 0.44404 | 0.4508
13 |  |  |  |  | Membrane for deblending - H2. use | 1.1002 | €/MWh gas mix | 0.44404 | 0.98999 | 0.13787 | 0 | 0.20947 | 4.4928 | 0.086289 | 0.0092415 | 0.26599 | 0.90964 | 0.090424 | 1.1853 | 0.0787 | 0.29036 | 0.18434 | 1.5953 | 0.13409 | 0.016391 | 0.038312 | 0 | 2.4934 | 0.8488 | 0.075547 | 0.37594 | 0.036872 | 0.052175 | 0.15474 | TWh losses | 0.48855 | 1.0892 | 0.1517 | 0 | 0.23047 | 4.9431 | 0.094939 | 0.010168 | 0.29265 | 1.0008 | 0.099488 | 1.3041 | 0.08659 | 0.31946 | 0.20282 | 1.7552 | 0.14754 | 0.018035 | 0.042153 | 0 | 2.7434 | 0.93389 | 0.08312 | 0.41362 | 0.040568 | 0.057405 | 0.17025 | M€/year |  | 1 | 13 | AT | from 5 to 10% | TSO | Transmission | Gas turbine for gas grid - inkl. transit | Membrane for deblending - H2. use | Gas turbine for gas grid - inkl. transit-Membrane for deblending - H2. use | 0.44404 | 0.48855
14 |  | TSO | Storage | Gas turbine for storage (cavern + porous) | Membrane for deblending - Investment | 3.797 | €/kW/year | 0.39624 | 0.041951 | 0.059714 | 0 | 0.23533 | 1.9373 | 0.047977 | 0 | 0 | 0.060114 | 0 | 0.61066 | 0.028762 | 0.22735 | 0 | 1.1049 | 0 | 0 | 0.08496 | 0 | 0.62015 | 0.22198 | 0.015345 | 0.16757 | 0.0020562 | 0 | 0.21626 | GW gas launching capacity | 1.5045 | 0.15929 | 0.22673 | 0 | 0.89353 | 7.3557 | 0.18217 | 0 | 0 | 0.22825 | 0 | 2.3187 | 0.10921 | 0.86322 | 0 | 4.1951 | 0 | 0 | 0.32259 | 0 | 2.3547 | 0.84286 | 0.058265 | 0.63626 | 0.0078072 | 0 | 0.82112 | M€/year | 33% efficiency shaft power--> gas consumption power | 1 | 14 | AT | from 5 to 10% | TSO | Storage | Gas turbine for storage (cavern + porous) | Membrane for deblending - Investment | Gas turbine for storage (cavern + porous)-Membrane for deblending - Investment | 0.39624 | 1.5045
15 |  |  |  |  | Membrane for deblending - electr. demand | 1.0152 | €/MWh gas mix | 0.34763 | 0.033932 | 0.066685 | 0 | 0.16052 | 1.0179 | 0.039004 | 0 | 0 | 0.12053 | 0 | 0.51724 | 0.024182 | 0.2545 | 0 | 1.0123 | 0 | 0 | 0.091037 | 0 | 0.49301 | 0.17536 | 0.013458 | 0.1739 | 0.00036565 | 0 | 0.14774 | TWh losses | 0.35292 | 0.034448 | 0.0677 | 0 | 0.16297 | 1.0334 | 0.039598 | 0 | 0 | 0.12237 | 0 | 0.52512 | 0.02455 | 0.25838 | 0 | 1.0277 | 0 | 0 | 0.092423 | 0 | 0.50052 | 0.17803 | 0.013663 | 0.17655 | 0.00037122 | 0 | 0.14999 | M€/year |  | 1 | 15 | AT | from 5 to 10% | TSO | Storage | Gas turbine for storage (cavern + porous) | Membrane for deblending - electr. demand | Gas turbine for storage (cavern + porous)-Membrane for deblending - electr. demand | 0.34763 | 0.35292
16 |  |  |  |  | Membrane for deblending - H2. use | 1.1002 | €/MWh gas mix | 0.34763 | 0.033932 | 0.066685 | 0 | 0.16052 | 1.0179 | 0.039004 | 0 | 0 | 0.12053 | 0 | 0.51724 | 0.024182 | 0.2545 | 0 | 1.0123 | 0 | 0 | 0.091037 | 0 | 0.49301 | 0.17536 | 0.013458 | 0.1739 | 0.00036565 | 0 | 0.14774 | TWh losses | 0.38248 | 0.037333 | 0.07337 | 0 | 0.17661 | 1.12 | 0.042914 | 0 | 0 | 0.13262 | 0 | 0.56909 | 0.026606 | 0.28002 | 0 | 1.1138 | 0 | 0 | 0.10016 | 0 | 0.54243 | 0.19294 | 0.014807 | 0.19133 | 0.00040231 | 0 | 0.16255 | M€/year |  | 1 | 16 | AT | from 5 to 10% | TSO | Storage | Gas turbine for storage (cavern + porous) | Membrane for deblending - H2. use | Gas turbine for storage (cavern + porous)-Membrane for deblending - H2. use | 0.34763 | 0.38248
17 |  | TSO | Industrie | 50% industrial high temperature application (>500°C without glass) | Calorific value adjustment - Investment | 5.4345 | €/kW/year | 0.69635 | 1.7589 | 0.32093 | 0.025135 | 0.7042 | 5.9105 | 0.20471 | 0.012017 | 0.30662 | 2.3309 | 0.11173 | 2.1821 | 0.13654 | 0.69726 | 0.19 | 2.3165 | 0.095045 | 0.094127 | 0.021718 | 0.00036414 | 1.772 | 1.4163 | 0.44053 | 1.0146 | 0.18653 | 0.15644 | 0.43602 | GW | 3.7843 | 9.5588 | 1.7441 | 0.1366 | 3.827 | 32.1205 | 1.1125 | 0.065305 | 1.6663 | 12.6674 | 0.60718 | 11.8585 | 0.742 | 3.7892 | 1.0325 | 12.5889 | 0.51652 | 0.51153 | 0.11803 | 0.0019789 | 9.63 | 7.697 | 2.394 | 5.5139 | 1.0137 | 0.8502 | 2.3695 | M€/year |  | 1 | 17 | AT | from 5 to 10% | TSO | Industrie | 50% industrial high temperature application (>500°C without glass) | Calorific value adjustment - Investment | 50% industrial high temperature application (>500°C without glass)-Calorific value adjustment - Investment | 0.69635 | 3.7843
18 |  |  |  |  | Calorific value adjustment - LPG demand | 5.2707 | €/MWh gas mix | 6.1 | 15.4082 | 2.8114 | 0.22019 | 6.1688 | 51.7759 | 1.7932 | 0.10527 | 2.686 | 20.4189 | 0.97872 | 19.115 | 1.196 | 6.108 | 1.6644 | 20.2924 | 0.83259 | 0.82455 | 0.19025 | 0.0031899 | 15.5228 | 12.407 | 3.859 | 8.8879 | 1.634 | 1.3705 | 3.8195 | TWh | 32.1514 | 81.2118 | 14.8179 | 1.1605 | 32.5138 | 272.895 | 9.4516 | 0.55483 | 14.1571 | 107.6218 | 5.1586 | 100.7494 | 6.304 | 32.1932 | 8.7723 | 106.9551 | 4.3883 | 4.3459 | 1.0028 | 0.016813 | 81.8159 | 65.3933 | 20.3398 | 46.8457 | 8.6124 | 7.2232 | 20.1315 | M€/year |  | 1 | 18 | AT | from 5 to 10% | TSO | Industrie | 50% industrial high temperature application (>500°C without glass) | Calorific value adjustment - LPG demand | 50% industrial high temperature application (>500°C without glass)-Calorific value adjustment - LPG demand | 6.1 | 32.1514
19 |  | TSO | Transmission | Instalation of higher gas turbine capacities for compressors - inkl. transit and storage | Investment +30% of excisting capacity | 153.035 | €/kW/year shaft power | 0.11187 | 0.16611 | 0.028468 | 0 | 0.057566 | 0.92679 | 0.018866 | 0.0015119 | 0.043514 | 0.15477 | 0.014793 | 0.25437 | 0.015723 | 0.070009 | 0.030158 | 0.37036 | 0.021937 | 0.0026816 | 0.014679 | 0 | 0.46931 | 0.16084 | 0.013878 | 0.078092 | 0.0062356 | 0.0085357 | 0.046725 | GW additional shaft power | 17.1202 | 25.421 | 4.3565 | 0 | 8.8096 | 141.8312 | 2.8872 | 0.23137 | 6.6592 | 23.6846 | 2.2639 | 38.9273 | 2.4061 | 10.7138 | 4.6153 | 56.6785 | 3.3572 | 0.41038 | 2.2464 | 0 | 71.8213 | 24.6138 | 2.1239 | 11.9508 | 0.95427 | 1.3063 | 7.1505 | M€/year |  | 1 | 19 | AT | from 5 to 10% | TSO | Transmission | Instalation of higher gas turbine capacities for compressors - inkl. transit and storage | Investment +30% of excisting capacity | Instalation of higher gas turbine capacities for compressors - inkl. transit and storage-Investment +30% of excisting capacity | 0.11187 | 17.1202
20 |  |  |  |  | Gas demand +30% of excisting transport losses | 28.0249 | €/MWh natural gas | 0.2375 | 0.30718 | 0.061368 | 0 | 0.111 | 1.6532 | 0.037588 | 0.0027725 | 0.079796 | 0.30905 | 0.027127 | 0.51077 | 0.030865 | 0.16346 | 0.055303 | 0.78227 | 0.040228 | 0.0049174 | 0.038805 | 0 | 0.89593 | 0.30725 | 0.026701 | 0.16495 | 0.011171 | 0.015653 | 0.090745 | TWh gas consumption | 6.6559 | 8.6086 | 1.7198 | 0 | 3.1107 | 46.3308 | 1.0534 | 0.077698 | 2.2363 | 8.6612 | 0.76023 | 14.3142 | 0.86498 | 4.5809 | 1.5499 | 21.923 | 1.1274 | 0.13781 | 1.0875 | 0 | 25.1084 | 8.6106 | 0.7483 | 4.6228 | 0.31307 | 0.43866 | 2.5431 | M€/year |  | 1 | 20 | AT | from 5 to 10% | TSO | Transmission | Instalation of higher gas turbine capacities for compressors - inkl. transit and storage | Gas demand +30% of excisting transport losses | Instalation of higher gas turbine capacities for compressors - inkl. transit and storage-Gas demand +30% of excisting transport losses | 0.2375 | 6.6559
21 |  | TSO | Storage | Gas pressure regulator storage withdrawal | +3% less energy required | -28.0249 | €/MWh natural gas | 0.0015368 | 0.00015 | 0.0002948 | 0 | 0.00070963 | 0.0045 | 0.00017243 | 0 | 0 | 0.00053286 | 0 | 0.0022866 | 0.0001069 | 0.0011251 | 0 | 0.0044752 | 0 | 0 | 0.00040245 | 0 | 0.0021795 | 0.00077522 | 5.9493e-05 | 0.00076878 | 1.6165e-06 | 0 | 0.00065315 | TWh Consumption for preheating | -0.043069 | -0.0042039 | -0.0082617 | 0 | -0.019887 | -0.12611 | -0.0048323 | 0 | 0 | -0.014933 | 0 | -0.064082 | -0.0029959 | -0.031531 | 0 | -0.12542 | 0 | 0 | -0.011279 | 0 | -0.06108 | -0.021726 | -0.0016673 | -0.021545 | -4.5302e-05 | 0 | -0.018304 | M€/year |  | 1 | 21 | AT | from 5 to 10% | TSO | Storage | Gas pressure regulator storage withdrawal | +3% less energy required | Gas pressure regulator storage withdrawal- +3% less energy required | 0.0015368 | -0.043069
22 |  |  |  | H2 losses by drying | 5% of H2 | 50 | €/MWh H2 | 0.13036 | 0.012724 | 0.025007 | 0 | 0.060195 | 0.38172 | 0.014627 | 0 | 0 | 0.0452 | 0 | 0.19397 | 0.0090682 | 0.095438 | 0 | 0.37961 | 0 | 0 | 0.034139 | 0 | 0.18488 | 0.065759 | 0.0050466 | 0.065213 | 0.00013712 | 0 | 0.055404 | TWh 1 storage cycle | 6.5181 | 0.63622 | 1.2503 | 0 | 3.0098 | 19.086 | 0.73133 | 0 | 0 | 2.26 | 0 | 9.6983 | 0.45341 | 4.7719 | 0 | 18.9806 | 0 | 0 | 1.7069 | 0 | 9.2439 | 3.288 | 0.25233 | 3.2606 | 0.006856 | 0 | 2.7702 | M€/year |  | 1 | 22 | AT | from 5 to 10% | TSO | Storage | H2 losses by drying | 5% of H2 | H2 losses by drying- 5% of H2 | 0.13036 | 6.5181
23 |  | TSO | Transmission | Gas pressure regulator >40 to 16bar | +3% less energy required | -28.0249 | €/MWh H2 | 0.0017296 | 0.0069516 | 0.0010581 | 0.00033062 | 0.0018187 | 0.020222 | 0.00077853 | 8.4306e-05 | 0.0018911 | 0.0048664 | 0.00069663 | 0.0078032 | 0.0006254 | 0.002396 | 0.0012507 | 0.011249 | 0.00093797 | 0.00012675 | 0.00025206 | 0.00017349 | 0.0084683 | 0.0069935 | 0.00049013 | 0.0029986 | 0.00023613 | 0.00046335 | 0.0011593 | TWh preheating related to decentralized consumption | -0.048472 | -0.19482 | -0.029654 | -0.0092656 | -0.05097 | -0.56673 | -0.021818 | -0.0023627 | -0.052999 | -0.13638 | -0.019523 | -0.21869 | -0.017527 | -0.067148 | -0.035051 | -0.31525 | -0.026286 | -0.003552 | -0.007064 | -0.0048621 | -0.23732 | -0.19599 | -0.013736 | -0.084037 | -0.0066174 | -0.012985 | -0.032489 | M€/year |  | 1 | 23 | AT | from 5 to 10% | TSO | Transmission | Gas pressure regulator >40 to 16bar | +3% less energy required | Gas pressure regulator >40 to 16bar- +3% less energy required | 0.0017296 | -0.048472
24 |  | DSO | Industrie | 50% industrial high temperature application (>500°C without glass) | Calorific value adjustment - Investment | 5.4345 | €/kW/year | 0.69635 | 1.7589 | 0.32093 | 0.025135 | 0.7042 | 5.9105 | 0.20471 | 0.012017 | 0.30662 | 2.3309 | 0.11173 | 2.1821 | 0.13654 | 0.69726 | 0.19 | 2.3165 | 0.095045 | 0.094127 | 0.021718 | 0.00036414 | 1.772 | 1.4163 | 0.44053 | 1.0146 | 0.18653 | 0.15644 | 0.43602 | GW | 3.7843 | 9.5588 | 1.7441 | 0.1366 | 3.827 | 32.1205 | 1.1125 | 0.065305 | 1.6663 | 12.6674 | 0.60718 | 11.8585 | 0.742 | 3.7892 | 1.0325 | 12.5889 | 0.51652 | 0.51153 | 0.11803 | 0.0019789 | 9.63 | 7.697 | 2.394 | 5.5139 | 1.0137 | 0.8502 | 2.3695 | M€/year |  | 1 | 24 | AT | from 5 to 10% | DSO | Industrie | 50% industrial high temperature application (>500°C without glass) | Calorific value adjustment - Investment | 50% industrial high temperature application (>500°C without glass)-Calorific value adjustment - Investment | 0.69635 | 3.7843
25 |  |  |  |  | Calorific value adjustment - LPG demand | 5.2707 | €/MWh gas mix | 6.1 | 15.4082 | 2.8114 | 0.22019 | 6.1688 | 51.7759 | 1.7932 | 0.10527 | 2.686 | 20.4189 | 0.97872 | 19.115 | 1.196 | 6.108 | 1.6644 | 20.2924 | 0.83259 | 0.82455 | 0.19025 | 0.0031899 | 15.5228 | 12.407 | 3.859 | 8.8879 | 1.634 | 1.3705 | 3.8195 | TWh | 32.1514 | 81.2118 | 14.8179 | 1.1605 | 32.5138 | 272.895 | 9.4516 | 0.55483 | 14.1571 | 107.6218 | 5.1586 | 100.7494 | 6.304 | 32.1932 | 8.7723 | 106.9551 | 4.3883 | 4.3459 | 1.0028 | 0.016813 | 81.8159 | 65.3933 | 20.3398 | 46.8457 | 8.6124 | 7.2232 | 20.1315 | M€/year |  | 1 | 25 | AT | from 5 to 10% | DSO | Industrie | 50% industrial high temperature application (>500°C without glass) | Calorific value adjustment - LPG demand | 50% industrial high temperature application (>500°C without glass)-Calorific value adjustment - LPG demand | 6.1 | 32.1514
26 |  | TSO | Transmission | gas chromatographs (GC) | Adaptation - Exchange helium | 7.8962 | €thousand/unit/year | 0.02524 | 0.054065 | 0.041519 | 0 | 0.057067 | 0.575 | 0.01383 | 0.013218 | 0.02188 | 0.36934 | 0.019416 | 0.56198 | 0.04022 | 0.087714 | 0.036247 | 0.52285 | 0.031558 | 0.0044357 | 0.017743 | 0 | 0.17922 | 0.16045 | 0.020536 | 0.19985 | 0.008976 | 0.017534 | 0.033947 | thousand pieces | 0.1993 | 0.42691 | 0.32785 | 0 | 0.45061 | 4.5403 | 0.1092 | 0.10437 | 0.17277 | 2.9164 | 0.15331 | 4.4375 | 0.31759 | 0.69261 | 0.28622 | 4.1285 | 0.24919 | 0.035025 | 0.1401 | 0 | 1.4152 | 1.2669 | 0.16215 | 1.578 | 0.070876 | 0.13845 | 0.26806 | M€/year |  | 1 | 26 | AT | from 5 to 10% | TSO | Transmission | gas chromatographs (GC) | Adaptation - Exchange helium | gas chromatographs (GC)-Adaptation - Exchange helium | 0.02524 | 0.1993
27 |  | DSO | Industrie | Chemical industry (material use), glass | Membrane for deblending - Investment | 0.62944 | €/kW/year | 0.52971 | 2.9477 | 0.52521 | 0 | 0.45072 | 4.3545 | 0.064674 | 0.0088717 | 0.51143 | 1.4743 | 0.045397 | 1.9403 | 0.55806 | 1.1831 | 0 | 1.9403 | 1.7982 | 0.046857 | 0 | 0 | 3.5278 | 4.1455 | 0.26744 | 0.86415 | 0.18573 | 0.054422 | 0.594 | GW | 0.33342 | 1.8554 | 0.33059 | 0 | 0.2837 | 2.7409 | 0.040708 | 0.0055842 | 0.32192 | 0.92802 | 0.028575 | 1.2213 | 0.35127 | 0.74468 | 0 | 1.2213 | 1.1319 | 0.029494 | 0 | 0 | 2.2205 | 2.6093 | 0.16834 | 0.54393 | 0.11691 | 0.034256 | 0.37389 | M€/year |  | 1 | 27 | AT | from 5 to 10% | DSO | Industrie | Chemical industry (material use), glass | Membrane for deblending - Investment | Chemical industry (material use), glass-Membrane for deblending - Investment | 0.52971 | 0.33342
28 |  |  |  |  | Membrane for deblending - H2. use | 0.55012 | €/MWh gas mix | 4.6403 | 25.8217 | 4.6008 | 0 | 3.9483 | 38.1455 | 0.56654 | 0.077716 | 4.4801 | 12.9153 | 0.39768 | 16.9968 | 4.8886 | 10.3638 | 0 | 16.997 | 15.7524 | 0.41047 | 0 | 0 | 30.9034 | 36.3142 | 2.3428 | 7.57 | 1.627 | 0.47674 | 5.2034 | TWh | 2.5527 | 14.2051 | 2.531 | 0 | 2.1721 | 20.9847 | 0.31167 | 0.042753 | 2.4646 | 7.105 | 0.21877 | 9.3503 | 2.6893 | 5.7014 | 0 | 9.3504 | 8.6657 | 0.22581 | 0 | 0 | 17.0007 | 19.9773 | 1.2888 | 4.1644 | 0.89505 | 0.26226 | 2.8625 | M€/year |  | 1 | 28 | AT | from 5 to 10% | DSO | Industrie | Chemical industry (material use), glass | Membrane for deblending - H2. use | Chemical industry (material use), glass-Membrane for deblending - H2. use | 4.6403 | 2.5527
29 | from 10 to 20% | TSO | Transmission | compresor gas grid | Component exchange - 50% Investment | 90.2426 | €/kW/year | 0.24215 | 0.53986 | 0.075186 | 0 | 0.11423 | 2.45 | 0.047055 | 0.0050396 | 0.14505 | 0.49605 | 0.04931 | 0.64638 | 0.042917 | 0.15834 | 0.10053 | 0.86994 | 0.073125 | 0.0089386 | 0.020893 | 0 | 1.3597 | 0.46287 | 0.041198 | 0.20501 | 0.020107 | 0.028452 | 0.084383 | GW gas launching capacity | 21.8518 | 48.7187 | 6.785 | 0 | 10.3082 | 221.0943 | 4.2464 | 0.45479 | 13.0895 | 44.7648 | 4.4499 | 58.3308 | 3.873 | 14.2889 | 9.0718 | 78.5053 | 6.599 | 0.80664 | 1.8854 | 0 | 122.7052 | 41.7706 | 3.7178 | 18.5004 | 1.8145 | 2.5676 | 7.615 | M€/year |  | 1 | 29 | AT | from 10 to 20% | TSO | Transmission | compresor gas grid | Component exchange - 50% Investment | compresor gas grid-Component exchange - 50% Investment | 0.24215 | 21.8518
30 |  | TSO | Storage | compresor storage (cavern + porous) | Component exchange - 50% Investment | 90.2426 | €/kW/year | 0.13076 | 0.013844 | 0.019706 | 0 | 0.077658 | 0.6393 | 0.015832 | 0 | 0 | 0.019838 | 0 | 0.20152 | 0.0094916 | 0.075024 | 0 | 0.36461 | 0 | 0 | 0.028037 | 0 | 0.20465 | 0.073254 | 0.0050639 | 0.055299 | 0.00067853 | 0 | 0.071365 | GW gas launching capacity | 11.8 | 1.2493 | 1.7783 | 0 | 7.0081 | 57.6918 | 1.4288 | 0 | 0 | 1.7902 | 0 | 18.1855 | 0.85655 | 6.7703 | 0 | 32.9031 | 0 | 0 | 2.5301 | 0 | 18.4682 | 6.6107 | 0.45698 | 4.9903 | 0.061233 | 0 | 6.4402 | M€/year |  | 1 | 30 | AT | from 10 to 20% | TSO | Storage | compresor storage (cavern + porous) | Component exchange - 50% Investment | compresor storage (cavern + porous)-Component exchange - 50% Investment | 0.13076 | 11.8
31 |  | TSO | Transmission | Instalation of higher gas turbine capacities for compressors - inkl. transit and storage | Investment +40% of excisting capacity | 153.035 | €/kW/year shaft power | 0.14916 | 0.22148 | 0.037957 | 0 | 0.076755 | 1.2357 | 0.025155 | 0.0020158 | 0.058019 | 0.20635 | 0.019724 | 0.33916 | 0.020963 | 0.093345 | 0.040211 | 0.49382 | 0.02925 | 0.0035754 | 0.019572 | 0 | 0.62575 | 0.21445 | 0.018505 | 0.10412 | 0.0083142 | 0.011381 | 0.062299 | GW additional shaft power | 22.827 | 33.8947 | 5.8087 | 0 | 11.7461 | 189.1082 | 3.8496 | 0.30849 | 8.879 | 31.5795 | 3.0185 | 51.9031 | 3.2081 | 14.2851 | 6.1537 | 75.5714 | 4.4763 | 0.54717 | 2.9952 | 0 | 95.7617 | 32.8183 | 2.8318 | 15.9344 | 1.2724 | 1.7417 | 9.534 | M€/year |  | 1 | 31 | AT | from 10 to 20% | TSO | Transmission | Instalation of higher gas turbine capacities for compressors - inkl. transit and storage | Investment +40% of excisting capacity | Instalation of higher gas turbine capacities for compressors - inkl. transit and storage-Investment +40% of excisting capacity | 0.14916 | 22.827
32 |  |  |  |  | Gas demand +40% of excisting transport losses | 28.0249 | €/MWh natural gas | 0.31667 | 0.40957 | 0.081824 | 0 | 0.148 | 2.2043 | 0.050117 | 0.0036966 | 0.10639 | 0.41207 | 0.03617 | 0.68102 | 0.041153 | 0.21794 | 0.073738 | 1.043 | 0.053638 | 0.0065566 | 0.05174 | 0 | 1.1946 | 0.40966 | 0.035602 | 0.21994 | 0.014895 | 0.02087 | 0.12099 | TWh gas consumption | 8.8746 | 11.4781 | 2.2931 | 0 | 4.1476 | 61.7744 | 1.4045 | 0.1036 | 2.9817 | 11.5482 | 1.0136 | 19.0855 | 1.1533 | 6.1079 | 2.0665 | 29.2307 | 1.5032 | 0.18375 | 1.45 | 0 | 33.4779 | 11.4808 | 0.99774 | 6.1637 | 0.41743 | 0.58488 | 3.3908 | M€/year |  | 1 | 32 | AT | from 10 to 20% | TSO | Transmission | Instalation of higher gas turbine capacities for compressors - inkl. transit and storage | Gas demand +40% of excisting transport losses | Instalation of higher gas turbine capacities for compressors - inkl. transit and storage-Gas demand +40% of excisting transport losses | 0.31667 | 8.8746
33 |  | TSO | Transmission | gas chromatographs (GC) | Adaptation - Exchange helium |  | €thousand/unit/year | 0.02524 | 0.054065 | 0.041519 | 0 | 0.057067 | 0.575 | 0.01383 | 0.013218 | 0.02188 | 0.36934 | 0.019416 | 0.56198 | 0.04022 | 0.087714 | 0.036247 | 0.52285 | 0.031558 | 0.0044357 | 0.017743 | 0 | 0.17922 | 0.16045 | 0.020536 | 0.19985 | 0.008976 | 0.017534 | 0.033947 | thousand pieces | 0 | 0 | 0 | 0 | 0 | 0 | 0 | 0 | 0 | 0 | 0 | 0 | 0 | 0 | 0 | 0 | 0 | 0 | 0 | 0 | 0 | 0 | 0 | 0 | 0 | 0 | 0 | M€/year |  | 1 | 33 | AT | from 10 to 20% | TSO | Transmission | gas chromatographs (GC) | Adaptation - Exchange helium | gas chromatographs (GC)-Adaptation - Exchange helium | 0.02524 | 0
34 |  | DSO | End-use | CHP for power generation | Membrane for deblending - Investment | 2.5026 | €/kW/year | 3.3886 | 1.8278 | 0.76592 | 0 | 0.30906 | 13.9192 | 0.84209 | 0.20438 | 1.4736 | 4.2234 | 1.3504 | 3.5321 | 0.58362 | 1.6826 | 1.3798 | 14.099 | 0.62056 | 0.016362 | 1.4228 | 0.24625 | 5.154 | 2.8324 | 2.471 | 1.9046 | 1.3968 | 0.099249 | 0.80081 | GW gas launching capacity | 8.4803 | 4.5742 | 1.9168 | 0 | 0.77346 | 34.8338 | 2.1074 | 0.51148 | 3.6879 | 10.5693 | 3.3795 | 8.8394 | 1.4606 | 4.2109 | 3.453 | 35.2838 | 1.553 | 0.040947 | 3.5606 | 0.61626 | 12.8981 | 7.0884 | 6.1838 | 4.7664 | 3.4956 | 0.24838 | 2.0041 | M€/year | Existing power plants still in operation in 2030, 50% of CHP are CHP etc. and connected to DSO with 40% electrical efficiency | 1 | 34 | AT | from 10 to 20% | DSO | End-use | CHP for power generation | Membrane for deblending - Investment | CHP for power generation-Membrane for deblending - Investment | 3.3886 | 8.4803
35 |  |  |  |  | Membrane for deblending - electr. demand | 0.97746 | €/MWh gas mix | 0.57118 | 6.2686 | 4.8326 | 0 | 0.19894 | 58.4686 | 0.39515 | 0.048017 | 1.1781 | 5.9077 | 4.4916 | 8.5438 | 1.0256 | 3.4773 | 0.84204 | 53.5222 | 1.0345 | 0.0032211 | 3.328 | 0.52404 | 17.3147 | 19.2183 | 0.70036 | 5.8342 | 0.29856 | 0.22341 | 2.0243 | TWh gas consumption | 0.55831 | 6.1274 | 4.7237 | 0 | 0.19445 | 57.151 | 0.38624 | 0.046935 | 1.1515 | 5.7746 | 4.3904 | 8.3513 | 1.0025 | 3.399 | 0.82307 | 52.3161 | 1.0112 | 0.0031485 | 3.253 | 0.51223 | 16.9245 | 18.7852 | 0.68458 | 5.7027 | 0.29183 | 0.21837 | 1.9787 | M€/year |  | 1 | 35 | AT | from 10 to 20% | DSO | End-use | CHP for power generation | Membrane for deblending - electr. demand | CHP for power generation-Membrane for deblending - electr. demand | 0.57118 | 0.55831
36 |  |  |  |  | Membrane for deblending - H2. use | 2.2005 | €/MWh gas mix | 0.57118 | 6.2686 | 4.8326 | 0 | 0.19894 | 58.4686 | 0.39515 | 0.048017 | 1.1781 | 5.9077 | 4.4916 | 8.5438 | 1.0256 | 3.4773 | 0.84204 | 53.5222 | 1.0345 | 0.0032211 | 3.328 | 0.52404 | 17.3147 | 19.2183 | 0.70036 | 5.8342 | 0.29856 | 0.22341 | 2.0243 | TWh gas consumption | 1.2569 | 13.7941 | 10.6341 | 0 | 0.43776 | 128.6596 | 0.86952 | 0.10566 | 2.5923 | 12.9998 | 9.8838 | 18.8006 | 2.2568 | 7.6518 | 1.8529 | 117.7751 | 2.2764 | 0.0070879 | 7.3233 | 1.1532 | 38.1009 | 42.2896 | 1.5411 | 12.838 | 0.65698 | 0.4916 | 4.4546 | M€/year |  | 1 | 36 | AT | from 10 to 20% | DSO | End-use | CHP for power generation | Membrane for deblending - H2. use | CHP for power generation-Membrane for deblending - H2. use | 0.57118 | 1.2569
37 |  | TSO | Storage | Gas pressure regulator storage withdrawal | +5% less energy required | -28.0249 | €/MWh natural gas | 0.0025613 | 0.00025001 | 0.00049133 | 0 | 0.0011827 | 0.0075 | 0.00028738 | 0 | 0 | 0.00088809 | 0 | 0.003811 | 0.00017817 | 0.0018752 | 0 | 0.0074586 | 0 | 0 | 0.00067076 | 0 | 0.0036325 | 0.001292 | 9.9155e-05 | 0.0012813 | 2.6941e-06 | 0 | 0.0010886 | TWh Consumption for preheating | -0.071781 | -0.0070064 | -0.01377 | 0 | -0.033145 | -0.21019 | -0.0080539 | 0 | 0 | -0.024889 | 0 | -0.1068 | -0.0049932 | -0.052551 | 0 | -0.20903 | 0 | 0 | -0.018798 | 0 | -0.1018 | -0.036209 | -0.0027788 | -0.035908 | -7.5503e-05 | 0 | -0.030507 | M€/year |  | 1 | 37 | AT | from 10 to 20% | TSO | Storage | Gas pressure regulator storage withdrawal | +5% less energy required | Gas pressure regulator storage withdrawal- +5% less energy required | 0.0025613 | -0.071781
38 |  |  |  | H2 losses by drying | 5% of H2 | 50 | €/MWh H2 | 0.13036 | 0.012724 | 0.025007 | 0 | 0.060195 | 0.38172 | 0.014627 | 0 | 0 | 0.0452 | 0 | 0.19397 | 0.0090682 | 0.095438 | 0 | 0.37961 | 0 | 0 | 0.034139 | 0 | 0.18488 | 0.065759 | 0.0050466 | 0.065213 | 0.00013712 | 0 | 0.055404 | TWh 1 storage cycle | 6.5181 | 0.63622 | 1.2503 | 0 | 3.0098 | 19.086 | 0.73133 | 0 | 0 | 2.26 | 0 | 9.6983 | 0.45341 | 4.7719 | 0 | 18.9806 | 0 | 0 | 1.7069 | 0 | 9.2439 | 3.288 | 0.25233 | 3.2606 | 0.006856 | 0 | 2.7702 | M€/year |  | 1 | 38 | AT | from 10 to 20% | TSO | Storage | H2 losses by drying | 5% of H2 | H2 losses by drying- 5% of H2 | 0.13036 | 6.5181
39 |  | TSO | Transmission | Gas pressure regulator >40 to 16bar | +5% less energy required | -28.0249 | €/MWh H2 | 0.0028827 | 0.011586 | 0.0017635 | 0.00055104 | 0.0030312 | 0.033704 | 0.0012975 | 0.00014051 | 0.0031519 | 0.0081107 | 0.001161 | 0.013005 | 0.0010423 | 0.0039934 | 0.0020845 | 0.018748 | 0.0015633 | 0.00021124 | 0.00042011 | 0.00028916 | 0.014114 | 0.011656 | 0.00081689 | 0.0049977 | 0.00039354 | 0.00077225 | 0.0019322 | TWh preheating related to decentralized consumption | -0.080787 | -0.3247 | -0.049423 | -0.015443 | -0.08495 | -0.94455 | -0.036364 | -0.0039378 | -0.088331 | -0.2273 | -0.032538 | -0.36448 | -0.029211 | -0.11191 | -0.058419 | -0.52541 | -0.043811 | -0.00592 | -0.011773 | -0.0081036 | -0.39554 | -0.32665 | -0.022893 | -0.14006 | -0.011029 | -0.021642 | -0.054149 | M€/year |  | 1 | 39 | AT | from 10 to 20% | TSO | Transmission | Gas pressure regulator >40 to 16bar | +5% less energy required | Gas pressure regulator >40 to 16bar- +5% less energy required | 0.0028827 | -0.080787
40 |  | DSO | Distribution | Gas pressure regulator | Exchange Gas pressure regulator - Investment | 2.8052 | €thousand/unit/year | 3.5008 | 5.7737 | 0.30653 | 0 | 5.8163 | 40.257 | 1.4428 | 0.17425 | 0.47708 | 6.8928 | 0.15806 | 15.7754 | 1.5285 | 6.6083 | 0.92311 | 20.6206 | 0.70061 | 0.23925 | 0.41208 | 0 | 9.8497 | 14.3831 | 1.4488 | 3.2549 | 0.26314 | 0.37938 | 2.6173 | thousand pieces | 9.8206 | 16.1965 | 0.85987 | 0 | 16.316 | 112.9299 | 4.0474 | 0.4888 | 1.3383 | 19.3359 | 0.44339 | 44.2535 | 4.2879 | 18.5378 | 2.5895 | 57.8454 | 1.9654 | 0.67114 | 1.156 | 0 | 27.6306 | 40.3479 | 4.0643 | 9.1307 | 0.73817 | 1.0643 | 7.342 | M€/year |  | 1 | 40 | AT | from 10 to 20% | DSO | Distribution | Gas pressure regulator | Exchange Gas pressure regulator - Investment | Gas pressure regulator-Exchange Gas pressure regulator - Investment | 3.5008 | 9.8206
41 |  | DSO | Distribution | gas chromatographs (GC) | Additional PCS Analysers for calorific value reconstruction system | 15.7925 | €thousand/unit/year | 0.71309 | 1.176 | 0.062437 | 0 | 1.1847 | 8.2 | 0.29388 | 0.035493 | 0.097177 | 1.404 | 0.032195 | 3.2133 | 0.31135 | 1.3461 | 0.18803 | 4.2002 | 0.14271 | 0.048733 | 0.083937 | 0 | 2.0063 | 2.9297 | 0.29512 | 0.663 | 0.053599 | 0.077277 | 0.53311 | thousand pieces | 11.2614 | 18.5727 | 0.98603 | 0 | 18.7097 | 129.4981 | 4.6411 | 0.56052 | 1.5347 | 22.1727 | 0.50844 | 50.746 | 4.917 | 21.2575 | 2.9695 | 66.332 | 2.2537 | 0.76961 | 1.3256 | 0 | 31.6843 | 46.2674 | 4.6606 | 10.4703 | 0.84647 | 1.2204 | 8.4191 | M€/year |  | 1 | 41 | AT | from 10 to 20% | DSO | Distribution | gas chromatographs (GC) | Additional PCS Analysers for calorific value reconstruction system | gas chromatographs (GC)-Additional PCS Analysers for calorific value reconstruction system | 0.71309 | 11.2614
42 |  |  |  | Chemical industry (material use), glass | Membrane for deblending - Investment | 0.95431 | €/kW/year | 0.52971 | 2.9477 | 0.52521 | 0 | 0.45072 | 4.3545 | 0.064674 | 0.0088717 | 0.51143 | 1.4743 | 0.045397 | 1.9403 | 0.55806 | 1.1831 | 0 | 1.9403 | 1.7982 | 0.046857 | 0 | 0 | 3.5278 | 4.1455 | 0.26744 | 0.86415 | 0.18573 | 0.054422 | 0.594 | GW | 0.50551 | 2.813 | 0.50121 | 0 | 0.43013 | 4.1556 | 0.061719 | 0.0084664 | 0.48807 | 1.407 | 0.043323 | 1.8516 | 0.53257 | 1.129 | 0 | 1.8517 | 1.7161 | 0.044716 | 0 | 0 | 3.3666 | 3.9561 | 0.25522 | 0.82467 | 0.17725 | 0.051936 | 0.56686 | M€/year |  | 1 | 42 | AT | from 10 to 20% | DSO | Distribution | Chemical industry (material use), glass | Membrane for deblending - Investment | Chemical industry (material use), glass-Membrane for deblending - Investment | 0.52971 | 0.50551
43 |  |  |  |  | Membrane for deblending - H2. use | 1.1002 | €/MWh gas mix | 9.2806 | 51.6434 | 9.2016 | 0 | 7.8967 | 76.2909 | 1.1331 | 0.15543 | 8.9603 | 25.8306 | 0.79536 | 33.9935 | 9.7773 | 20.7276 | 0 | 33.994 | 31.5048 | 0.82093 | 0 | 0 | 61.8069 | 72.6285 | 4.6856 | 15.1399 | 3.254 | 0.95347 | 10.4069 | TWh | 10.2109 | 56.8204 | 10.124 | 0 | 8.6883 | 83.9387 | 1.2467 | 0.17101 | 9.8585 | 28.4199 | 0.87509 | 37.4012 | 10.7574 | 22.8054 | 0 | 37.4017 | 34.6629 | 0.90323 | 0 | 0 | 68.0027 | 79.9091 | 5.1553 | 16.6576 | 3.5802 | 1.0491 | 11.4501 | M€/year |  | 1 | 43 | AT | from 10 to 20% | DSO | Distribution | Chemical industry (material use), glass | Membrane for deblending - H2. use | Chemical industry (material use), glass-Membrane for deblending - H2. use | 9.2806 | 10.2109
44 |  |  |  | Gas turbine for power generation (old stock) | Membrane for deblending - Investment | 0.95431 | €/kW/year | 6.0035 | 5.9891 | 0.86825 | 0 | 0.71957 | 36.6956 | 1.0809 | 0.38885 | 8.6246 | 52.5783 | 1.5419 | 15.4011 | 0.84519 | 3.7344 | 4.0608 | 70.9501 | 1.3922 | 0.12419 | 1.5171 | 0.24625 | 13.31 | 4.5188 | 6.0998 | 3.2567 | 1.5311 | 0.18919 | 2.1393 | GW gas launching capacity | 5.7293 | 5.7155 | 0.82859 | 0 | 0.6867 | 35.0192 | 1.0315 | 0.37109 | 8.2305 | 50.1762 | 1.4714 | 14.6975 | 0.80658 | 3.5638 | 3.8753 | 67.7087 | 1.3286 | 0.11851 | 1.4478 | 0.235 | 12.7019 | 4.3123 | 5.8211 | 3.108 | 1.4611 | 0.18055 | 2.0416 | M€/year |  | 1 | 44 | AT | from 10 to 20% | DSO | Distribution | Gas turbine for power generation (old stock) | Membrane for deblending - Investment | Gas turbine for power generation (old stock) -Membrane for deblending - Investment | 6.0035 | 5.7293
45 |  |  |  |  | Membrane for deblending - H2. use | 1.1002 | €/MWh gas mix | 1.2425 | 16.1814 | 4.8704 | 0 | 0.24798 | 102.0766 | 0.39559 | 0.048017 | 18.1912 | 26.6599 | 4.7083 | 21.7123 | 1.7189 | 5.5592 | 13.2068 | 102.0415 | 1.0345 | 0.010066 | 3.328 | 0.52404 | 29.4014 | 19.2183 | 2.1147 | 10.011 | 0.29856 | 0.2344 | 4.7109 | TWh gas consumption | 1.367 | 17.8035 | 5.3586 | 0 | 0.27284 | 112.3092 | 0.43525 | 0.052831 | 20.0147 | 29.3325 | 5.1803 | 23.8888 | 1.8913 | 6.1165 | 14.5308 | 112.2706 | 1.1382 | 0.011075 | 3.6616 | 0.57658 | 32.3487 | 21.1448 | 2.3267 | 11.0145 | 0.32849 | 0.2579 | 5.1831 | M€/year |  | 1 | 45 | AT | from 10 to 20% | DSO | Distribution | Gas turbine for power generation (old stock) | Membrane for deblending - H2. use | Gas turbine for power generation (old stock) -Membrane for deblending - H2. use | 1.2425 | 1.367
46 |  |  |  | Gas turbine for grid and storage | Membrane for deblending - Investment | 2.5966 | €/kW/year | 1.13 | 1.6779 | 0.28755 | 0 | 0.58147 | 9.3615 | 0.19057 | 0.015272 | 0.43954 | 1.5633 | 0.14942 | 2.5694 | 0.15881 | 0.70716 | 0.30463 | 3.741 | 0.22159 | 0.027087 | 0.14827 | 0 | 4.7405 | 1.6246 | 0.14019 | 0.78881 | 0.062986 | 0.086219 | 0.47196 | GW gas launching capacity | 2.9342 | 4.3568 | 0.74665 | 0 | 1.5098 | 24.3079 | 0.49483 | 0.039654 | 1.1413 | 4.0592 | 0.38799 | 6.6716 | 0.41237 | 1.8362 | 0.79099 | 9.7139 | 0.57538 | 0.070333 | 0.385 | 0 | 12.3092 | 4.2185 | 0.364 | 2.0482 | 0.16355 | 0.22387 | 1.2255 | M€/year |  | 1 | 46 | AT | from 10 to 20% | DSO | Distribution | Gas turbine for grid and storage | Membrane for deblending - Investment | Gas turbine for grid and storage-Membrane for deblending - Investment | 1.13 | 2.9342
47 |  |  |  |  | Membrane for deblending - H2. use | 1.1002 | €/MWh gas mix | 0.79167 | 1.0239 | 0.20456 | 0 | 0.36999 | 5.5107 | 0.12529 | 0.0092415 | 0.26599 | 1.0302 | 0.090424 | 1.7026 | 0.10288 | 0.54486 | 0.18434 | 2.6076 | 0.13409 | 0.016391 | 0.12935 | 0 | 2.9864 | 1.0242 | 0.089005 | 0.54984 | 0.037237 | 0.052175 | 0.30248 | TWh losses | 0.87103 | 1.1266 | 0.22507 | 0 | 0.40708 | 6.0631 | 0.13785 | 0.010168 | 0.29265 | 1.1334 | 0.099488 | 1.8732 | 0.1132 | 0.59948 | 0.20282 | 2.869 | 0.14754 | 0.018035 | 0.14232 | 0 | 3.2858 | 1.1268 | 0.097927 | 0.60496 | 0.04097 | 0.057405 | 0.33281 | M€/year |  | 1 | 47 | AT | from 10 to 20% | DSO | Distribution | Gas turbine for grid and storage | Membrane for deblending - H2. use | Gas turbine for grid and storage-Membrane for deblending - H2. use | 0.79167 | 0.87103
48 |  |  |  | industrial high temperature application (>500°C without glass) | Calorific value adjustment - LPG demand | 5.2707 | €/MWh gas mix | 12.2001 | 30.8163 | 5.6227 | 0.44037 | 12.3376 | 103.5518 | 3.5865 | 0.21053 | 5.372 | 40.8378 | 1.9574 | 38.23 | 2.3921 | 12.2159 | 3.3287 | 40.5848 | 1.6652 | 1.6491 | 0.3805 | 0.0063798 | 31.0456 | 24.8139 | 7.7181 | 17.7759 | 3.268 | 2.7409 | 7.639 | TWh | 64.3028 | 162.4235 | 29.6357 | 2.3211 | 65.0276 | 545.7901 | 18.9032 | 1.1097 | 28.3143 | 215.2436 | 10.3171 | 201.4988 | 12.608 | 64.3865 | 17.5447 | 213.9102 | 8.7767 | 8.6919 | 2.0055 | 0.033626 | 163.6319 | 130.7867 | 40.6796 | 93.6913 | 17.2248 | 14.4465 | 40.263 | M€/year |  | 1 | 48 | AT | from 10 to 20% | DSO | Distribution | industrial high temperature application (>500°C without glass) | Calorific value adjustment - LPG demand | industrial high temperature application (>500°C without glass)-Calorific value adjustment - LPG demand | 12.2001 | 64.3028
49 | >20% | DSO | End-use | boilers | new heating boilers - Investment | 1.0327 | €thousand/unit/year | 662.3254 | 1313.497 | 80.2646 | 0.0013551 | 536.0588 | 5702.5744 | 237.4424 | 17.0879 | 320.0273 | 1862.0252 | 10.9494 | 2526.1999 | 196.9907 | 657.713 | 150.573 | 3724.6459 | 7.3365 | 29.2479 | 17.7195 | 0.00054969 | 2801.399 | 1311.2998 | 190.4454 | 1305.3249 | 11.0124 | 29.6941 | 447.3662 | thousand pieces | 683.9981 | 1356.4774 | 82.891 | 0.0013995 | 553.5998 | 5889.1746 | 245.2121 | 17.6471 | 330.4993 | 1922.9546 | 11.3077 | 2608.8624 | 203.4366 | 679.2347 | 155.5 | 3846.5241 | 7.5765 | 30.205 | 18.2993 | 0.00056768 | 2893.0666 | 1354.2083 | 196.6771 | 1348.0379 | 11.3727 | 30.6657 | 462.005 | M€/year |  | 1 | 49 | AT | >20% | DSO | End-use | boilers | new heating boilers - Investment | boilers-new heating boilers - Investment | 662.3254 | 683.9981
50 |  |  | … | … | [60 empty] | 1 | 50 | AT | >20% | DSO | … | … | new heating boilers - Investment | …-new heating boilers - Investment | 0 | 0
51 |  |  | … | … | [60 empty] | 1 | 51 | AT | >20% | DSO | … | … | new heating boilers - Investment | …-new heating boilers - Investment | 0 | 0
[65 empty] | 2 | 1 | BE | <5% | TSO | Storage | Porous storage | Desulfurization and Drying - Investment | Porous storage-Desulfurization and Drying - Investment | 0.66558 | 3.8903
[65 empty] | 2 | 2 | BE | <5% | TSO | Industrie | 50% Chemical industry (material use), glass | Membrane for deblending - Investment | 50% Chemical industry (material use), glass-Membrane for deblending - Investment | 1.4738 | 1.3542
[65 empty] | 2 | 3 | BE | <5% | TSO | Industrie | 50% Chemical industry (material use), glass | Membrane for deblending - electr. demand | 50% Chemical industry (material use), glass-Membrane for deblending - electr. demand | 12.9108 | 12.6199
[65 empty] | 2 | 4 | BE | <5% | TSO | Industrie | 50% Chemical industry (material use), glass | Membrane for deblending - H2. use | 50% Chemical industry (material use), glass-Membrane for deblending - H2. use | 12.9108 | 7.1025
[65 empty] | 2 | 5 | BE | <5% | DSO | Industrie | 50% Chemical industry (material use), glass | Membrane for deblending - Investment | 50% Chemical industry (material use), glass-Membrane for deblending - Investment | 1.4738 | 1.3542
[65 empty] | 2 | 6 | BE | <5% | DSO | Industrie | 50% Chemical industry (material use), glass | Membrane for deblending - electr. demand | 50% Chemical industry (material use), glass-Membrane for deblending - electr. demand | 12.9108 | 12.6199
[65 empty] | 2 | 7 | BE | <5% | DSO | Industrie | 50% Chemical industry (material use), glass | Membrane for deblending - H2. use | 50% Chemical industry (material use), glass-Membrane for deblending - H2. use | 12.9108 | 7.1025
[65 empty] | 2 | 8 | BE | from 5 to 10% | TSO | End-use | Gas turbine for power generation (old stock) | Membrane for deblending - Investment | Gas turbine for power generation (old stock) -Membrane for deblending - Investment | 5.9891 | 9.2726
[65 empty] | 2 | 9 | BE | from 5 to 10% | TSO | End-use | Gas turbine for power generation (old stock) | Membrane for deblending - electr. demand | Gas turbine for power generation (old stock) -Membrane for deblending - electr. demand | 16.1814 | 15.8168
[65 empty] | 2 | 10 | BE | from 5 to 10% | TSO | End-use | Gas turbine for power generation (old stock) | Membrane for deblending - H2. use | Gas turbine for power generation (old stock) -Membrane for deblending - H2. use | 16.1814 | 17.8035
[65 empty] | 2 | 11 | BE | from 5 to 10% | TSO | Transmission | Gas turbine for gas grid - inkl. transit | Membrane for deblending - Investment | Gas turbine for gas grid - inkl. transit-Membrane for deblending - Investment | 1.636 | 6.2116
[65 empty] | 2 | 12 | BE | from 5 to 10% | TSO | Transmission | Gas turbine for gas grid - inkl. transit | Membrane for deblending - electr. demand | Gas turbine for gas grid - inkl. transit-Membrane for deblending - electr. demand | 0.98999 | 1.0051
[65 empty] | 2 | 13 | BE | from 5 to 10% | TSO | Transmission | Gas turbine for gas grid - inkl. transit | Membrane for deblending - H2. use | Gas turbine for gas grid - inkl. transit-Membrane for deblending - H2. use | 0.98999 | 1.0892
[65 empty] | 2 | 14 | BE | from 5 to 10% | TSO | Storage | Gas turbine for storage (cavern + porous) | Membrane for deblending - Investment | Gas turbine for storage (cavern + porous)-Membrane for deblending - Investment | 0.041951 | 0.15929
[65 empty] | 2 | 15 | BE | from 5 to 10% | TSO | Storage | Gas turbine for storage (cavern + porous) | Membrane for deblending - electr. demand | Gas turbine for storage (cavern + porous)-Membrane for deblending - electr. demand | 0.033932 | 0.034448
[65 empty] | 2 | 16 | BE | from 5 to 10% | TSO | Storage | Gas turbine for storage (cavern + porous) | Membrane for deblending - H2. use | Gas turbine for storage (cavern + porous)-Membrane for deblending - H2. use | 0.033932 | 0.037333
[65 empty] | 2 | 17 | BE | from 5 to 10% | TSO | Industrie | 50% industrial high temperature application (>500°C without glass) | Calorific value adjustment - Investment | 50% industrial high temperature application (>500°C without glass)-Calorific value adjustment - Investment | 1.7589 | 9.5588
[65 empty] | 2 | 18 | BE | from 5 to 10% | TSO | Industrie | 50% industrial high temperature application (>500°C without glass) | Calorific value adjustment - LPG demand | 50% industrial high temperature application (>500°C without glass)-Calorific value adjustment - LPG demand | 15.4082 | 81.2118
[65 empty] | 2 | 19 | BE | from 5 to 10% | TSO | Transmission | Instalation of higher gas turbine capacities for compressors - inkl. transit and storage | Investment +30% of excisting capacity | Instalation of higher gas turbine capacities for compressors - inkl. transit and storage-Investment +30% of excisting capacity | 0.16611 | 25.421
[65 empty] | 2 | 20 | BE | from 5 to 10% | TSO | Transmission | Instalation of higher gas turbine capacities for compressors - inkl. transit and storage | Gas demand +30% of excisting transport losses | Instalation of higher gas turbine capacities for compressors - inkl. transit and storage-Gas demand +30% of excisting transport losses | 0.30718 | 8.6086
[65 empty] | 2 | 21 | BE | from 5 to 10% | TSO | Storage | Gas pressure regulator storage withdrawal | +3% less energy required | Gas pressure regulator storage withdrawal- +3% less energy required | 0.00015 | -0.0042039
[65 empty] | 2 | 22 | BE | from 5 to 10% | TSO | Storage | H2 losses by drying | 5% of H2 | H2 losses by drying- 5% of H2 | 0.012724 | 0.63622
[65 empty] | 2 | 23 | BE | from 5 to 10% | TSO | Transmission | Gas pressure regulator >40 to 16bar | +3% less energy required | Gas pressure regulator >40 to 16bar- +3% less energy required | 0.0069516 | -0.19482
[65 empty] | 2 | 24 | BE | from 5 to 10% | DSO | Industrie | 50% industrial high temperature application (>500°C without glass) | Calorific value adjustment - Investment | 50% industrial high temperature application (>500°C without glass)-Calorific value adjustment - Investment | 1.7589 | 9.5588
[65 empty] | 2 | 25 | BE | from 5 to 10% | DSO | Industrie | 50% industrial high temperature application (>500°C without glass) | Calorific value adjustment - LPG demand | 50% industrial high temperature application (>500°C without glass)-Calorific value adjustment - LPG demand | 15.4082 | 81.2118
[65 empty] | 2 | 26 | BE | from 5 to 10% | TSO | Transmission | gas chromatographs (GC) | Adaptation - Exchange helium | gas chromatographs (GC)-Adaptation - Exchange helium | 0.054065 | 0.42691
[65 empty] | 2 | 27 | BE | from 5 to 10% | DSO | Industrie | Chemical industry (material use), glass | Membrane for deblending - Investment | Chemical industry (material use), glass-Membrane for deblending - Investment | 2.9477 | 1.8554
[65 empty] | 2 | 28 | BE | from 5 to 10% | DSO | Industrie | Chemical industry (material use), glass | Membrane for deblending - H2. use | Chemical industry (material use), glass-Membrane for deblending - H2. use | 25.8217 | 14.2051
[65 empty] | 2 | 29 | BE | from 10 to 20% | TSO | Transmission | compresor gas grid | Component exchange - 50% Investment | compresor gas grid-Component exchange - 50% Investment | 0.53986 | 48.7187
[65 empty] | 2 | 30 | BE | from 10 to 20% | TSO | Storage | compresor storage (cavern + porous) | Component exchange - 50% Investment | compresor storage (cavern + porous)-Component exchange - 50% Investment | 0.013844 | 1.2493
[65 empty] | 2 | 31 | BE | from 10 to 20% | TSO | Transmission | Instalation of higher gas turbine capacities for compressors - inkl. transit and storage | Investment +40% of excisting capacity | Instalation of higher gas turbine capacities for compressors - inkl. transit and storage-Investment +40% of excisting capacity | 0.22148 | 33.8947
[65 empty] | 2 | 32 | BE | from 10 to 20% | TSO | Transmission | Instalation of higher gas turbine capacities for compressors - inkl. transit and storage | Gas demand +40% of excisting transport losses | Instalation of higher gas turbine capacities for compressors - inkl. transit and storage-Gas demand +40% of excisting transport losses | 0.40957 | 11.4781
[65 empty] | 2 | 33 | BE | from 10 to 20% | TSO | Transmission | gas chromatographs (GC) | Adaptation - Exchange helium | gas chromatographs (GC)-Adaptation - Exchange helium | 0.054065 | 0
[65 empty] | 2 | 34 | BE | from 10 to 20% | DSO | End-use | CHP for power generation | Membrane for deblending - Investment | CHP for power generation-Membrane for deblending - Investment | 1.8278 | 4.5742
[65 empty] | 2 | 35 | BE | from 10 to 20% | DSO | End-use | CHP for power generation | Membrane for deblending - electr. demand | CHP for power generation-Membrane for deblending - electr. demand | 6.2686 | 6.1274
[65 empty] | 2 | 36 | BE | from 10 to 20% | DSO | End-use | CHP for power generation | Membrane for deblending - H2. use | CHP for power generation-Membrane for deblending - H2. use | 6.2686 | 13.7941
[65 empty] | 2 | 37 | BE | from 10 to 20% | TSO | Storage | Gas pressure regulator storage withdrawal | +5% less energy required | Gas pressure regulator storage withdrawal- +5% less energy required | 0.00025001 | -0.0070064
[65 empty] | 2 | 38 | BE | from 10 to 20% | TSO | Storage | H2 losses by drying | 5% of H2 | H2 losses by drying- 5% of H2 | 0.012724 | 0.63622
[65 empty] | 2 | 39 | BE | from 10 to 20% | TSO | Transmission | Gas pressure regulator >40 to 16bar | +5% less energy required | Gas pressure regulator >40 to 16bar- +5% less energy required | 0.011586 | -0.3247
[65 empty] | 2 | 40 | BE | from 10 to 20% | DSO | Distribution | Gas pressure regulator | Exchange Gas pressure regulator - Investment | Gas pressure regulator-Exchange Gas pressure regulator - Investment | 5.7737 | 16.1965
[65 empty] | 2 | 41 | BE | from 10 to 20% | DSO | Distribution | gas chromatographs (GC) | Additional PCS Analysers for calorific value reconstruction system | gas chromatographs (GC)-Additional PCS Analysers for calorific value reconstruction system | 1.176 | 18.5727
[65 empty] | 2 | 42 | BE | from 10 to 20% | DSO | Distribution | Chemical industry (material use), glass | Membrane for deblending - Investment | Chemical industry (material use), glass-Membrane for deblending - Investment | 2.9477 | 2.813
[65 empty] | 2 | 43 | BE | from 10 to 20% | DSO | Distribution | Chemical industry (material use), glass | Membrane for deblending - H2. use | Chemical industry (material use), glass-Membrane for deblending - H2. use | 51.6434 | 56.8204
[65 empty] | 2 | 44 | BE | from 10 to 20% | DSO | Distribution | Gas turbine for power generation (old stock) | Membrane for deblending - Investment | Gas turbine for power generation (old stock) -Membrane for deblending - Investment | 5.9891 | 5.7155
[65 empty] | 2 | 45 | BE | from 10 to 20% | DSO | Distribution | Gas turbine for power generation (old stock) | Membrane for deblending - H2. use | Gas turbine for power generation (old stock) -Membrane for deblending - H2. use | 16.1814 | 17.8035
[65 empty] | 2 | 46 | BE | from 10 to 20% | DSO | Distribution | Gas turbine for grid and storage | Membrane for deblending - Investment | Gas turbine for grid and storage-Membrane for deblending - Investment | 1.6779 | 4.3568
[65 empty] | 2 | 47 | BE | from 10 to 20% | DSO | Distribution | Gas turbine for grid and storage | Membrane for deblending - H2. use | Gas turbine for grid and storage-Membrane for deblending - H2. use | 1.0239 | 1.1266
[65 empty] | 2 | 48 | BE | from 10 to 20% | DSO | Distribution | industrial high temperature application (>500°C without glass) | Calorific value adjustment - LPG demand | industrial high temperature application (>500°C without glass)-Calorific value adjustment - LPG demand | 30.8163 | 162.4235
[65 empty] | 2 | 49 | BE | >20% | DSO | End-use | boilers | new heating boilers - Investment | boilers-new heating boilers - Investment | 1313.497 | 1356.4774
[65 empty] | 2 | 50 | BE | >20% | DSO | … | … | new heating boilers - Investment | …-new heating boilers - Investment | 0 | 0
[65 empty] | 2 | 51 | BE | >20% | DSO | … | … | new heating boilers - Investment | …-new heating boilers - Investment | 0 | 0
[65 empty] | 3 | 1 | BG | <5% | TSO | Storage | Porous storage | Desulfurization and Drying - Investment | Porous storage-Desulfurization and Drying - Investment | 0.59058 | 3.452
[65 empty] | 3 | 2 | BG | <5% | TSO | Industrie | 50% Chemical industry (material use), glass | Membrane for deblending - Investment | 50% Chemical industry (material use), glass-Membrane for deblending - Investment | 0.2626 | 0.24128
[65 empty] | 3 | 3 | BG | <5% | TSO | Industrie | 50% Chemical industry (material use), glass | Membrane for deblending - electr. demand | 50% Chemical industry (material use), glass-Membrane for deblending - electr. demand | 2.3004 | 2.2486
[65 empty] | 3 | 4 | BG | <5% | TSO | Industrie | 50% Chemical industry (material use), glass | Membrane for deblending - H2. use | 50% Chemical industry (material use), glass-Membrane for deblending - H2. use | 2.3004 | 1.2655
[65 empty] | 3 | 5 | BG | <5% | DSO | Industrie | 50% Chemical industry (material use), glass | Membrane for deblending - Investment | 50% Chemical industry (material use), glass-Membrane for deblending - Investment | 0.2626 | 0.24128
[65 empty] | 3 | 6 | BG | <5% | DSO | Industrie | 50% Chemical industry (material use), glass | Membrane for deblending - electr. demand | 50% Chemical industry (material use), glass-Membrane for deblending - electr. demand | 2.3004 | 2.2486
[65 empty] | 3 | 7 | BG | <5% | DSO | Industrie | 50% Chemical industry (material use), glass | Membrane for deblending - H2. use | 50% Chemical industry (material use), glass-Membrane for deblending - H2. use | 2.3004 | 1.2655
[65 empty] | 3 | 8 | BG | from 5 to 10% | TSO | End-use | Gas turbine for power generation (old stock) | Membrane for deblending - Investment | Gas turbine for power generation (old stock) -Membrane for deblending - Investment | 0.86825 | 1.3443
[65 empty] | 3 | 9 | BG | from 5 to 10% | TSO | End-use | Gas turbine for power generation (old stock) | Membrane for deblending - electr. demand | Gas turbine for power generation (old stock) -Membrane for deblending - electr. demand | 4.8704 | 4.7606
[65 empty] | 3 | 10 | BG | from 5 to 10% | TSO | End-use | Gas turbine for power generation (old stock) | Membrane for deblending - H2. use | Gas turbine for power generation (old stock) -Membrane for deblending - H2. use | 4.8704 | 5.3586
[65 empty] | 3 | 11 | BG | from 5 to 10% | TSO | Transmission | Gas turbine for gas grid - inkl. transit | Membrane for deblending - Investment | Gas turbine for gas grid - inkl. transit-Membrane for deblending - Investment | 0.22784 | 0.86509
[65 empty] | 3 | 12 | BG | from 5 to 10% | TSO | Transmission | Gas turbine for gas grid - inkl. transit | Membrane for deblending - electr. demand | Gas turbine for gas grid - inkl. transit-Membrane for deblending - electr. demand | 0.13787 | 0.13997
[65 empty] | 3 | 13 | BG | from 5 to 10% | TSO | Transmission | Gas turbine for gas grid - inkl. transit | Membrane for deblending - H2. use | Gas turbine for gas grid - inkl. transit-Membrane for deblending - H2. use | 0.13787 | 0.1517
[65 empty] | 3 | 14 | BG | from 5 to 10% | TSO | Storage | Gas turbine for storage (cavern + porous) | Membrane for deblending - Investment | Gas turbine for storage (cavern + porous)-Membrane for deblending - Investment | 0.059714 | 0.22673
[65 empty] | 3 | 15 | BG | from 5 to 10% | TSO | Storage | Gas turbine for storage (cavern + porous) | Membrane for deblending - electr. demand | Gas turbine for storage (cavern + porous)-Membrane for deblending - electr. demand | 0.066685 | 0.0677
[65 empty] | 3 | 16 | BG | from 5 to 10% | TSO | Storage | Gas turbine for storage (cavern + porous) | Membrane for deblending - H2. use | Gas turbine for storage (cavern + porous)-Membrane for deblending - H2. use | 0.066685 | 0.07337
[65 empty] | 3 | 17 | BG | from 5 to 10% | TSO | Industrie | 50% industrial high temperature application (>500°C without glass) | Calorific value adjustment - Investment | 50% industrial high temperature application (>500°C without glass)-Calorific value adjustment - Investment | 0.32093 | 1.7441
[65 empty] | 3 | 18 | BG | from 5 to 10% | TSO | Industrie | 50% industrial high temperature application (>500°C without glass) | Calorific value adjustment - LPG demand | 50% industrial high temperature application (>500°C without glass)-Calorific value adjustment - LPG demand | 2.8114 | 14.8179
[65 empty] | 3 | 19 | BG | from 5 to 10% | TSO | Transmission | Instalation of higher gas turbine capacities for compressors - inkl. transit and storage | Investment +30% of excisting capacity | Instalation of higher gas turbine capacities for compressors - inkl. transit and storage-Investment +30% of excisting capacity | 0.028468 | 4.3565
[65 empty] | 3 | 20 | BG | from 5 to 10% | TSO | Transmission | Instalation of higher gas turbine capacities for compressors - inkl. transit and storage | Gas demand +30% of excisting transport losses | Instalation of higher gas turbine capacities for compressors - inkl. transit and storage-Gas demand +30% of excisting transport losses | 0.061368 | 1.7198
[65 empty] | 3 | 21 | BG | from 5 to 10% | TSO | Storage | Gas pressure regulator storage withdrawal | +3% less energy required | Gas pressure regulator storage withdrawal- +3% less energy required | 0.0002948 | -0.0082617
[65 empty] | 3 | 22 | BG | from 5 to 10% | TSO | Storage | H2 losses by drying | 5% of H2 | H2 losses by drying- 5% of H2 | 0.025007 | 1.2503
[65 empty] | 3 | 23 | BG | from 5 to 10% | TSO | Transmission | Gas pressure regulator >40 to 16bar | +3% less energy required | Gas pressure regulator >40 to 16bar- +3% less energy required | 0.0010581 | -0.029654
[65 empty] | 3 | 24 | BG | from 5 to 10% | DSO | Industrie | 50% industrial high temperature application (>500°C without glass) | Calorific value adjustment - Investment | 50% industrial high temperature application (>500°C without glass)-Calorific value adjustment - Investment | 0.32093 | 1.7441
[65 empty] | 3 | 25 | BG | from 5 to 10% | DSO | Industrie | 50% industrial high temperature application (>500°C without glass) | Calorific value adjustment - LPG demand | 50% industrial high temperature application (>500°C without glass)-Calorific value adjustment - LPG demand | 2.8114 | 14.8179
[65 empty] | 3 | 26 | BG | from 5 to 10% | TSO | Transmission | gas chromatographs (GC) | Adaptation - Exchange helium | gas chromatographs (GC)-Adaptation - Exchange helium | 0.041519 | 0.32785
[65 empty] | 3 | 27 | BG | from 5 to 10% | DSO | Industrie | Chemical industry (material use), glass | Membrane for deblending - Investment | Chemical industry (material use), glass-Membrane for deblending - Investment | 0.52521 | 0.33059
[65 empty] | 3 | 28 | BG | from 5 to 10% | DSO | Industrie | Chemical industry (material use), glass | Membrane for deblending - H2. use | Chemical industry (material use), glass-Membrane for deblending - H2. use | 4.6008 | 2.531
[65 empty] | 3 | 29 | BG | from 10 to 20% | TSO | Transmission | compresor gas grid | Component exchange - 50% Investment | compresor gas grid-Component exchange - 50% Investment | 0.075186 | 6.785
[65 empty] | 3 | 30 | BG | from 10 to 20% | TSO | Storage | compresor storage (cavern + porous) | Component exchange - 50% Investment | compresor storage (cavern + porous)-Component exchange - 50% Investment | 0.019706 | 1.7783
[65 empty] | 3 | 31 | BG | from 10 to 20% | TSO | Transmission | Instalation of higher gas turbine capacities for compressors - inkl. transit and storage | Investment +40% of excisting capacity | Instalation of higher gas turbine capacities for compressors - inkl. transit and storage-Investment +40% of excisting capacity | 0.037957 | 5.8087
[65 empty] | 3 | 32 | BG | from 10 to 20% | TSO | Transmission | Instalation of higher gas turbine capacities for compressors - inkl. transit and storage | Gas demand +40% of excisting transport losses | Instalation of higher gas turbine capacities for compressors - inkl. transit and storage-Gas demand +40% of excisting transport losses | 0.081824 | 2.2931
[65 empty] | 3 | 33 | BG | from 10 to 20% | TSO | Transmission | gas chromatographs (GC) | Adaptation - Exchange helium | gas chromatographs (GC)-Adaptation - Exchange helium | 0.041519 | 0
[65 empty] | 3 | 34 | BG | from 10 to 20% | DSO | End-use | CHP for power generation | Membrane for deblending - Investment | CHP for power generation-Membrane for deblending - Investment | 0.76592 | 1.9168
[65 empty] | 3 | 35 | BG | from 10 to 20% | DSO | End-use | CHP for power generation | Membrane for deblending - electr. demand | CHP for power generation-Membrane for deblending - electr. demand | 4.8326 | 4.7237
[65 empty] | 3 | 36 | BG | from 10 to 20% | DSO | End-use | CHP for power generation | Membrane for deblending - H2. use | CHP for power generation-Membrane for deblending - H2. use | 4.8326 | 10.6341
[65 empty] | 3 | 37 | BG | from 10 to 20% | TSO | Storage | Gas pressure regulator storage withdrawal | +5% less energy required | Gas pressure regulator storage withdrawal- +5% less energy required | 0.00049133 | -0.01377
[65 empty] | 3 | 38 | BG | from 10 to 20% | TSO | Storage | H2 losses by drying | 5% of H2 | H2 losses by drying- 5% of H2 | 0.025007 | 1.2503
[65 empty] | 3 | 39 | BG | from 10 to 20% | TSO | Transmission | Gas pressure regulator >40 to 16bar | +5% less energy required | Gas pressure regulator >40 to 16bar- +5% less energy required | 0.0017635 | -0.049423
[65 empty] | 3 | 40 | BG | from 10 to 20% | DSO | Distribution | Gas pressure regulator | Exchange Gas pressure regulator - Investment | Gas pressure regulator-Exchange Gas pressure regulator - Investment | 0.30653 | 0.85987
[65 empty] | 3 | 41 | BG | from 10 to 20% | DSO | Distribution | gas chromatographs (GC) | Additional PCS Analysers for calorific value reconstruction system | gas chromatographs (GC)-Additional PCS Analysers for calorific value reconstruction system | 0.062437 | 0.98603
[65 empty] | 3 | 42 | BG | from 10 to 20% | DSO | Distribution | Chemical industry (material use), glass | Membrane for deblending - Investment | Chemical industry (material use), glass-Membrane for deblending - Investment | 0.52521 | 0.50121
[65 empty] | 3 | 43 | BG | from 10 to 20% | DSO | Distribution | Chemical industry (material use), glass | Membrane for deblending - H2. use | Chemical industry (material use), glass-Membrane for deblending - H2. use | 9.2016 | 10.124
[65 empty] | 3 | 44 | BG | from 10 to 20% | DSO | Distribution | Gas turbine for power generation (old stock) | Membrane for deblending - Investment | Gas turbine for power generation (old stock) -Membrane for deblending - Investment | 0.86825 | 0.82859
[65 empty] | 3 | 45 | BG | from 10 to 20% | DSO | Distribution | Gas turbine for power generation (old stock) | Membrane for deblending - H2. use | Gas turbine for power generation (old stock) -Membrane for deblending - H2. use | 4.8704 | 5.3586
[65 empty] | 3 | 46 | BG | from 10 to 20% | DSO | Distribution | Gas turbine for grid and storage | Membrane for deblending - Investment | Gas turbine for grid and storage-Membrane for deblending - Investment | 0.28755 | 0.74665
[65 empty] | 3 | 47 | BG | from 10 to 20% | DSO | Distribution | Gas turbine for grid and storage | Membrane for deblending - H2. use | Gas turbine for grid and storage-Membrane for deblending - H2. use | 0.20456 | 0.22507
[65 empty] | 3 | 48 | BG | from 10 to 20% | DSO | Distribution | industrial high temperature application (>500°C without glass) | Calorific value adjustment - LPG demand | industrial high temperature application (>500°C without glass)-Calorific value adjustment - LPG demand | 5.6227 | 29.6357
[65 empty] | 3 | 49 | BG | >20% | DSO | End-use | boilers | new heating boilers - Investment | boilers-new heating boilers - Investment | 80.2646 | 82.891
[65 empty] | 3 | 50 | BG | >20% | DSO | … | … | new heating boilers - Investment | …-new heating boilers - Investment | 0 | 0
[65 empty] | 3 | 51 | BG | >20% | DSO | … | … | new heating boilers - Investment | …-new heating boilers - Investment | 0 | 0
[65 empty] | 4 | 1 | CY | <5% | TSO | Storage | Porous storage | Desulfurization and Drying - Investment | Porous storage-Desulfurization and Drying - Investment | 0 | 0
[65 empty] | 4 | 2 | CY | <5% | TSO | Industrie | 50% Chemical industry (material use), glass | Membrane for deblending - Investment | 50% Chemical industry (material use), glass-Membrane for deblending - Investment | 0 | 0
[65 empty] | 4 | 3 | CY | <5% | TSO | Industrie | 50% Chemical industry (material use), glass | Membrane for deblending - electr. demand | 50% Chemical industry (material use), glass-Membrane for deblending - electr. demand | 0 | 0
[65 empty] | 4 | 4 | CY | <5% | TSO | Industrie | 50% Chemical industry (material use), glass | Membrane for deblending - H2. use | 50% Chemical industry (material use), glass-Membrane for deblending - H2. use | 0 | 0
[65 empty] | 4 | 5 | CY | <5% | DSO | Industrie | 50% Chemical industry (material use), glass | Membrane for deblending - Investment | 50% Chemical industry (material use), glass-Membrane for deblending - Investment | 0 | 0
[65 empty] | 4 | 6 | CY | <5% | DSO | Industrie | 50% Chemical industry (material use), glass | Membrane for deblending - electr. demand | 50% Chemical industry (material use), glass-Membrane for deblending - electr. demand | 0 | 0
[65 empty] | 4 | 7 | CY | <5% | DSO | Industrie | 50% Chemical industry (material use), glass | Membrane for deblending - H2. use | 50% Chemical industry (material use), glass-Membrane for deblending - H2. use | 0 | 0
[65 empty] | 4 | 8 | CY | from 5 to 10% | TSO | End-use | Gas turbine for power generation (old stock) | Membrane for deblending - Investment | Gas turbine for power generation (old stock) -Membrane for deblending - Investment | 0 | 0
[65 empty] | 4 | 9 | CY | from 5 to 10% | TSO | End-use | Gas turbine for power generation (old stock) | Membrane for deblending - electr. demand | Gas turbine for power generation (old stock) -Membrane for deblending - electr. demand | 0 | 0
[65 empty] | 4 | 10 | CY | from 5 to 10% | TSO | End-use | Gas turbine for power generation (old stock) | Membrane for deblending - H2. use | Gas turbine for power generation (old stock) -Membrane for deblending - H2. use | 0 | 0
[65 empty] | 4 | 11 | CY | from 5 to 10% | TSO | Transmission | Gas turbine for gas grid - inkl. transit | Membrane for deblending - Investment | Gas turbine for gas grid - inkl. transit-Membrane for deblending - Investment | 0 | 0
[65 empty] | 4 | 12 | CY | from 5 to 10% | TSO | Transmission | Gas turbine for gas grid - inkl. transit | Membrane for deblending - electr. demand | Gas turbine for gas grid - inkl. transit-Membrane for deblending - electr. demand | 0 | 0
[65 empty] | 4 | 13 | CY | from 5 to 10% | TSO | Transmission | Gas turbine for gas grid - inkl. transit | Membrane for deblending - H2. use | Gas turbine for gas grid - inkl. transit-Membrane for deblending - H2. use | 0 | 0
[65 empty] | 4 | 14 | CY | from 5 to 10% | TSO | Storage | Gas turbine for storage (cavern + porous) | Membrane for deblending - Investment | Gas turbine for storage (cavern + porous)-Membrane for deblending - Investment | 0 | 0
[65 empty] | 4 | 15 | CY | from 5 to 10% | TSO | Storage | Gas turbine for storage (cavern + porous) | Membrane for deblending - electr. demand | Gas turbine for storage (cavern + porous)-Membrane for deblending - electr. demand | 0 | 0
[65 empty] | 4 | 16 | CY | from 5 to 10% | TSO | Storage | Gas turbine for storage (cavern + porous) | Membrane for deblending - H2. use | Gas turbine for storage (cavern + porous)-Membrane for deblending - H2. use | 0 | 0
[65 empty] | 4 | 17 | CY | from 5 to 10% | TSO | Industrie | 50% industrial high temperature application (>500°C without glass) | Calorific value adjustment - Investment | 50% industrial high temperature application (>500°C without glass)-Calorific value adjustment - Investment | 0.025135 | 0.1366
[65 empty] | 4 | 18 | CY | from 5 to 10% | TSO | Industrie | 50% industrial high temperature application (>500°C without glass) | Calorific value adjustment - LPG demand | 50% industrial high temperature application (>500°C without glass)-Calorific value adjustment - LPG demand | 0.22019 | 1.1605
[65 empty] | 4 | 19 | CY | from 5 to 10% | TSO | Transmission | Instalation of higher gas turbine capacities for compressors - inkl. transit and storage | Investment +30% of excisting capacity | Instalation of higher gas turbine capacities for compressors - inkl. transit and storage-Investment +30% of excisting capacity | 0 | 0
[65 empty] | 4 | 20 | CY | from 5 to 10% | TSO | Transmission | Instalation of higher gas turbine capacities for compressors - inkl. transit and storage | Gas demand +30% of excisting transport losses | Instalation of higher gas turbine capacities for compressors - inkl. transit and storage-Gas demand +30% of excisting transport losses | 0 | 0
[65 empty] | 4 | 21 | CY | from 5 to 10% | TSO | Storage | Gas pressure regulator storage withdrawal | +3% less energy required | Gas pressure regulator storage withdrawal- +3% less energy required | 0 | 0
[65 empty] | 4 | 22 | CY | from 5 to 10% | TSO | Storage | H2 losses by drying | 5% of H2 | H2 losses by drying- 5% of H2 | 0 | 0
[65 empty] | 4 | 23 | CY | from 5 to 10% | TSO | Transmission | Gas pressure regulator >40 to 16bar | +3% less energy required | Gas pressure regulator >40 to 16bar- +3% less energy required | 0.00033062 | -0.0092656
[65 empty] | 4 | 24 | CY | from 5 to 10% | DSO | Industrie | 50% industrial high temperature application (>500°C without glass) | Calorific value adjustment - Investment | 50% industrial high temperature application (>500°C without glass)-Calorific value adjustment - Investment | 0.025135 | 0.1366
[65 empty] | 4 | 25 | CY | from 5 to 10% | DSO | Industrie | 50% industrial high temperature application (>500°C without glass) | Calorific value adjustment - LPG demand | 50% industrial high temperature application (>500°C without glass)-Calorific value adjustment - LPG demand | 0.22019 | 1.1605
[65 empty] | 4 | 26 | CY | from 5 to 10% | TSO | Transmission | gas chromatographs (GC) | Adaptation - Exchange helium | gas chromatographs (GC)-Adaptation - Exchange helium | 0 | 0
[65 empty] | 4 | 27 | CY | from 5 to 10% | DSO | Industrie | Chemical industry (material use), glass | Membrane for deblending - Investment | Chemical industry (material use), glass-Membrane for deblending - Investment | 0 | 0
[65 empty] | 4 | 28 | CY | from 5 to 10% | DSO | Industrie | Chemical industry (material use), glass | Membrane for deblending - H2. use | Chemical industry (material use), glass-Membrane for deblending - H2. use | 0 | 0
[65 empty] | 4 | 29 | CY | from 10 to 20% | TSO | Transmission | compresor gas grid | Component exchange - 50% Investment | compresor gas grid-Component exchange - 50% Investment | 0 | 0
[65 empty] | 4 | 30 | CY | from 10 to 20% | TSO | Storage | compresor storage (cavern + porous) | Component exchange - 50% Investment | compresor storage (cavern + porous)-Component exchange - 50% Investment | 0 | 0
[65 empty] | 4 | 31 | CY | from 10 to 20% | TSO | Transmission | Instalation of higher gas turbine capacities for compressors - inkl. transit and storage | Investment +40% of excisting capacity | Instalation of higher gas turbine capacities for compressors - inkl. transit and storage-Investment +40% of excisting capacity | 0 | 0
[65 empty] | 4 | 32 | CY | from 10 to 20% | TSO | Transmission | Instalation of higher gas turbine capacities for compressors - inkl. transit and storage | Gas demand +40% of excisting transport losses | Instalation of higher gas turbine capacities for compressors - inkl. transit and storage-Gas demand +40% of excisting transport losses | 0 | 0
[65 empty] | 4 | 33 | CY | from 10 to 20% | TSO | Transmission | gas chromatographs (GC) | Adaptation - Exchange helium | gas chromatographs (GC)-Adaptation - Exchange helium | 0 | 0
[65 empty] | 4 | 34 | CY | from 10 to 20% | DSO | End-use | CHP for power generation | Membrane for deblending - Investment | CHP for power generation-Membrane for deblending - Investment | 0 | 0
[65 empty] | 4 | 35 | CY | from 10 to 20% | DSO | End-use | CHP for power generation | Membrane for deblending - electr. demand | CHP for power generation-Membrane for deblending - electr. demand | 0 | 0
[65 empty] | 4 | 36 | CY | from 10 to 20% | DSO | End-use | CHP for power generation | Membrane for deblending - H2. use | CHP for power generation-Membrane for deblending - H2. use | 0 | 0
[65 empty] | 4 | 37 | CY | from 10 to 20% | TSO | Storage | Gas pressure regulator storage withdrawal | +5% less energy required | Gas pressure regulator storage withdrawal- +5% less energy required | 0 | 0
[65 empty] | 4 | 38 | CY | from 10 to 20% | TSO | Storage | H2 losses by drying | 5% of H2 | H2 losses by drying- 5% of H2 | 0 | 0
[65 empty] | 4 | 39 | CY | from 10 to 20% | TSO | Transmission | Gas pressure regulator >40 to 16bar | +5% less energy required | Gas pressure regulator >40 to 16bar- +5% less energy required | 0.00055104 | -0.015443
[65 empty] | 4 | 40 | CY | from 10 to 20% | DSO | Distribution | Gas pressure regulator | Exchange Gas pressure regulator - Investment | Gas pressure regulator-Exchange Gas pressure regulator - Investment | 0 | 0
[65 empty] | 4 | 41 | CY | from 10 to 20% | DSO | Distribution | gas chromatographs (GC) | Additional PCS Analysers for calorific value reconstruction system | gas chromatographs (GC)-Additional PCS Analysers for calorific value reconstruction system | 0 | 0
[65 empty] | 4 | 42 | CY | from 10 to 20% | DSO | Distribution | Chemical industry (material use), glass | Membrane for deblending - Investment | Chemical industry (material use), glass-Membrane for deblending - Investment | 0 | 0
[65 empty] | 4 | 43 | CY | from 10 to 20% | DSO | Distribution | Chemical industry (material use), glass | Membrane for deblending - H2. use | Chemical industry (material use), glass-Membrane for deblending - H2. use | 0 | 0
[65 empty] | 4 | 44 | CY | from 10 to 20% | DSO | Distribution | Gas turbine for power generation (old stock) | Membrane for deblending - Investment | Gas turbine for power generation (old stock) -Membrane for deblending - Investment | 0 | 0
[65 empty] | 4 | 45 | CY | from 10 to 20% | DSO | Distribution | Gas turbine for power generation (old stock) | Membrane for deblending - H2. use | Gas turbine for power generation (old stock) -Membrane for deblending - H2. use | 0 | 0
[65 empty] | 4 | 46 | CY | from 10 to 20% | DSO | Distribution | Gas turbine for grid and storage | Membrane for deblending - Investment | Gas turbine for grid and storage-Membrane for deblending - Investment | 0 | 0
[65 empty] | 4 | 47 | CY | from 10 to 20% | DSO | Distribution | Gas turbine for grid and storage | Membrane for deblending - H2. use | Gas turbine for grid and storage-Membrane for deblending - H2. use | 0 | 0
[65 empty] | 4 | 48 | CY | from 10 to 20% | DSO | Distribution | industrial high temperature application (>500°C without glass) | Calorific value adjustment - LPG demand | industrial high temperature application (>500°C without glass)-Calorific value adjustment - LPG demand | 0.44037 | 2.3211
[65 empty] | 4 | 49 | CY | >20% | DSO | End-use | boilers | new heating boilers - Investment | boilers-new heating boilers - Investment | 0.0013551 | 0.0013995
[65 empty] | 4 | 50 | CY | >20% | DSO | … | … | new heating boilers - Investment | …-new heating boilers - Investment | 0 | 0
[65 empty] | 4 | 51 | CY | >20% | DSO | … | … | new heating boilers - Investment | …-new heating boilers - Investment | 0 | 0
[65 empty] | 5 | 1 | CZ | <5% | TSO | Storage | Porous storage | Desulfurization and Drying - Investment | Porous storage-Desulfurization and Drying - Investment | 2.4852 | 14.5261
[65 empty] | 5 | 2 | CZ | <5% | TSO | Industrie | 50% Chemical industry (material use), glass | Membrane for deblending - Investment | 50% Chemical industry (material use), glass-Membrane for deblending - Investment | 0.22536 | 0.20707
[65 empty] | 5 | 3 | CZ | <5% | TSO | Industrie | 50% Chemical industry (material use), glass | Membrane for deblending - electr. demand | 50% Chemical industry (material use), glass-Membrane for deblending - electr. demand | 1.9742 | 1.9297
[65 empty] | 5 | 4 | CZ | <5% | TSO | Industrie | 50% Chemical industry (material use), glass | Membrane for deblending - H2. use | 50% Chemical industry (material use), glass-Membrane for deblending - H2. use | 1.9742 | 1.086
[65 empty] | 5 | 5 | CZ | <5% | DSO | Industrie | 50% Chemical industry (material use), glass | Membrane for deblending - Investment | 50% Chemical industry (material use), glass-Membrane for deblending - Investment | 0.22536 | 0.20707
[65 empty] | 5 | 6 | CZ | <5% | DSO | Industrie | 50% Chemical industry (material use), glass | Membrane for deblending - electr. demand | 50% Chemical industry (material use), glass-Membrane for deblending - electr. demand | 1.9742 | 1.9297
[65 empty] | 5 | 7 | CZ | <5% | DSO | Industrie | 50% Chemical industry (material use), glass | Membrane for deblending - H2. use | 50% Chemical industry (material use), glass-Membrane for deblending - H2. use | 1.9742 | 1.086
[65 empty] | 5 | 8 | CZ | from 5 to 10% | TSO | End-use | Gas turbine for power generation (old stock) | Membrane for deblending - Investment | Gas turbine for power generation (old stock) -Membrane for deblending - Investment | 0.71957 | 1.1141
[65 empty] | 5 | 9 | CZ | from 5 to 10% | TSO | End-use | Gas turbine for power generation (old stock) | Membrane for deblending - electr. demand | Gas turbine for power generation (old stock) -Membrane for deblending - electr. demand | 0.24798 | 0.2424
[65 empty] | 5 | 10 | CZ | from 5 to 10% | TSO | End-use | Gas turbine for power generation (old stock) | Membrane for deblending - H2. use | Gas turbine for power generation (old stock) -Membrane for deblending - H2. use | 0.24798 | 0.27284
[65 empty] | 5 | 11 | CZ | from 5 to 10% | TSO | Transmission | Gas turbine for gas grid - inkl. transit | Membrane for deblending - Investment | Gas turbine for gas grid - inkl. transit-Membrane for deblending - Investment | 0.34615 | 1.3143
[65 empty] | 5 | 12 | CZ | from 5 to 10% | TSO | Transmission | Gas turbine for gas grid - inkl. transit | Membrane for deblending - electr. demand | Gas turbine for gas grid - inkl. transit-Membrane for deblending - electr. demand | 0.20947 | 0.21266
[65 empty] | 5 | 13 | CZ | from 5 to 10% | TSO | Transmission | Gas turbine for gas grid - inkl. transit | Membrane for deblending - H2. use | Gas turbine for gas grid - inkl. transit-Membrane for deblending - H2. use | 0.20947 | 0.23047
[65 empty] | 5 | 14 | CZ | from 5 to 10% | TSO | Storage | Gas turbine for storage (cavern + porous) | Membrane for deblending - Investment | Gas turbine for storage (cavern + porous)-Membrane for deblending - Investment | 0.23533 | 0.89353
[65 empty] | 5 | 15 | CZ | from 5 to 10% | TSO | Storage | Gas turbine for storage (cavern + porous) | Membrane for deblending - electr. demand | Gas turbine for storage (cavern + porous)-Membrane for deblending - electr. demand | 0.16052 | 0.16297
[65 empty] | 5 | 16 | CZ | from 5 to 10% | TSO | Storage | Gas turbine for storage (cavern + porous) | Membrane for deblending - H2. use | Gas turbine for storage (cavern + porous)-Membrane for deblending - H2. use | 0.16052 | 0.17661
[65 empty] | 5 | 17 | CZ | from 5 to 10% | TSO | Industrie | 50% industrial high temperature application (>500°C without glass) | Calorific value adjustment - Investment | 50% industrial high temperature application (>500°C without glass)-Calorific value adjustment - Investment | 0.7042 | 3.827
[65 empty] | 5 | 18 | CZ | from 5 to 10% | TSO | Industrie | 50% industrial high temperature application (>500°C without glass) | Calorific value adjustment - LPG demand | 50% industrial high temperature application (>500°C without glass)-Calorific value adjustment - LPG demand | 6.1688 | 32.5138
[65 empty] | 5 | 19 | CZ | from 5 to 10% | TSO | Transmission | Instalation of higher gas turbine capacities for compressors - inkl. transit and storage | Investment +30% of excisting capacity | Instalation of higher gas turbine capacities for compressors - inkl. transit and storage-Investment +30% of excisting capacity | 0.057566 | 8.8096
[65 empty] | 5 | 20 | CZ | from 5 to 10% | TSO | Transmission | Instalation of higher gas turbine capacities for compressors - inkl. transit and storage | Gas demand +30% of excisting transport losses | Instalation of higher gas turbine capacities for compressors - inkl. transit and storage-Gas demand +30% of excisting transport losses | 0.111 | 3.1107
[65 empty] | 5 | 21 | CZ | from 5 to 10% | TSO | Storage | Gas pressure regulator storage withdrawal | +3% less energy required | Gas pressure regulator storage withdrawal- +3% less energy required | 0.00070963 | -0.019887
[65 empty] | 5 | 22 | CZ | from 5 to 10% | TSO | Storage | H2 losses by drying | 5% of H2 | H2 losses by drying- 5% of H2 | 0.060195 | 3.0098
[65 empty] | 5 | 23 | CZ | from 5 to 10% | TSO | Transmission | Gas pressure regulator >40 to 16bar | +3% less energy required | Gas pressure regulator >40 to 16bar- +3% less energy required | 0.0018187 | -0.05097
[65 empty] | 5 | 24 | CZ | from 5 to 10% | DSO | Industrie | 50% industrial high temperature application (>500°C without glass) | Calorific value adjustment - Investment | 50% industrial high temperature application (>500°C without glass)-Calorific value adjustment - Investment | 0.7042 | 3.827
[65 empty] | 5 | 25 | CZ | from 5 to 10% | DSO | Industrie | 50% industrial high temperature application (>500°C without glass) | Calorific value adjustment - LPG demand | 50% industrial high temperature application (>500°C without glass)-Calorific value adjustment - LPG demand | 6.1688 | 32.5138
[65 empty] | 5 | 26 | CZ | from 5 to 10% | TSO | Transmission | gas chromatographs (GC) | Adaptation - Exchange helium | gas chromatographs (GC)-Adaptation - Exchange helium | 0.057067 | 0.45061
[65 empty] | 5 | 27 | CZ | from 5 to 10% | DSO | Industrie | Chemical industry (material use), glass | Membrane for deblending - Investment | Chemical industry (material use), glass-Membrane for deblending - Investment | 0.45072 | 0.2837
[65 empty] | 5 | 28 | CZ | from 5 to 10% | DSO | Industrie | Chemical industry (material use), glass | Membrane for deblending - H2. use | Chemical industry (material use), glass-Membrane for deblending - H2. use | 3.9483 | 2.1721
[65 empty] | 5 | 29 | CZ | from 10 to 20% | TSO | Transmission | compresor gas grid | Component exchange - 50% Investment | compresor gas grid-Component exchange - 50% Investment | 0.11423 | 10.3082
[65 empty] | 5 | 30 | CZ | from 10 to 20% | TSO | Storage | compresor storage (cavern + porous) | Component exchange - 50% Investment | compresor storage (cavern + porous)-Component exchange - 50% Investment | 0.077658 | 7.0081
[65 empty] | 5 | 31 | CZ | from 10 to 20% | TSO | Transmission | Instalation of higher gas turbine capacities for compressors - inkl. transit and storage | Investment +40% of excisting capacity | Instalation of higher gas turbine capacities for compressors - inkl. transit and storage-Investment +40% of excisting capacity | 0.076755 | 11.7461
[65 empty] | 5 | 32 | CZ | from 10 to 20% | TSO | Transmission | Instalation of higher gas turbine capacities for compressors - inkl. transit and storage | Gas demand +40% of excisting transport losses | Instalation of higher gas turbine capacities for compressors - inkl. transit and storage-Gas demand +40% of excisting transport losses | 0.148 | 4.1476
[65 empty] | 5 | 33 | CZ | from 10 to 20% | TSO | Transmission | gas chromatographs (GC) | Adaptation - Exchange helium | gas chromatographs (GC)-Adaptation - Exchange helium | 0.057067 | 0
[65 empty] | 5 | 34 | CZ | from 10 to 20% | DSO | End-use | CHP for power generation | Membrane for deblending - Investment | CHP for power generation-Membrane for deblending - Investment | 0.30906 | 0.77346
[65 empty] | 5 | 35 | CZ | from 10 to 20% | DSO | End-use | CHP for power generation | Membrane for deblending - electr. demand | CHP for power generation-Membrane for deblending - electr. demand | 0.19894 | 0.19445
[65 empty] | 5 | 36 | CZ | from 10 to 20% | DSO | End-use | CHP for power generation | Membrane for deblending - H2. use | CHP for power generation-Membrane for deblending - H2. use | 0.19894 | 0.43776
[65 empty] | 5 | 37 | CZ | from 10 to 20% | TSO | Storage | Gas pressure regulator storage withdrawal | +5% less energy required | Gas pressure regulator storage withdrawal- +5% less energy required | 0.0011827 | -0.033145
[65 empty] | 5 | 38 | CZ | from 10 to 20% | TSO | Storage | H2 losses by drying | 5% of H2 | H2 losses by drying- 5% of H2 | 0.060195 | 3.0098
[65 empty] | 5 | 39 | CZ | from 10 to 20% | TSO | Transmission | Gas pressure regulator >40 to 16bar | +5% less energy required | Gas pressure regulator >40 to 16bar- +5% less energy required | 0.0030312 | -0.08495
[65 empty] | 5 | 40 | CZ | from 10 to 20% | DSO | Distribution | Gas pressure regulator | Exchange Gas pressure regulator - Investment | Gas pressure regulator-Exchange Gas pressure regulator - Investment | 5.8163 | 16.316
[65 empty] | 5 | 41 | CZ | from 10 to 20% | DSO | Distribution | gas chromatographs (GC) | Additional PCS Analysers for calorific value reconstruction system | gas chromatographs (GC)-Additional PCS Analysers for calorific value reconstruction system | 1.1847 | 18.7097
[65 empty] | 5 | 42 | CZ | from 10 to 20% | DSO | Distribution | Chemical industry (material use), glass | Membrane for deblending - Investment | Chemical industry (material use), glass-Membrane for deblending - Investment | 0.45072 | 0.43013
[65 empty] | 5 | 43 | CZ | from 10 to 20% | DSO | Distribution | Chemical industry (material use), glass | Membrane for deblending - H2. use | Chemical industry (material use), glass-Membrane for deblending - H2. use | 7.8967 | 8.6883
[65 empty] | 5 | 44 | CZ | from 10 to 20% | DSO | Distribution | Gas turbine for power generation (old stock) | Membrane for deblending - Investment | Gas turbine for power generation (old stock) -Membrane for deblending - Investment | 0.71957 | 0.6867
[65 empty] | 5 | 45 | CZ | from 10 to 20% | DSO | Distribution | Gas turbine for power generation (old stock) | Membrane for deblending - H2. use | Gas turbine for power generation (old stock) -Membrane for deblending - H2. use | 0.24798 | 0.27284
[65 empty] | 5 | 46 | CZ | from 10 to 20% | DSO | Distribution | Gas turbine for grid and storage | Membrane for deblending - Investment | Gas turbine for grid and storage-Membrane for deblending - Investment | 0.58147 | 1.5098
[65 empty] | 5 | 47 | CZ | from 10 to 20% | DSO | Distribution | Gas turbine for grid and storage | Membrane for deblending - H2. use | Gas turbine for grid and storage-Membrane for deblending - H2. use | 0.36999 | 0.40708
[65 empty] | 5 | 48 | CZ | from 10 to 20% | DSO | Distribution | industrial high temperature application (>500°C without glass) | Calorific value adjustment - LPG demand | industrial high temperature application (>500°C without glass)-Calorific value adjustment - LPG demand | 12.3376 | 65.0276
[65 empty] | 5 | 49 | CZ | >20% | DSO | End-use | boilers | new heating boilers - Investment | boilers-new heating boilers - Investment | 536.0588 | 553.5998
[65 empty] | 5 | 50 | CZ | >20% | DSO | … | … | new heating boilers - Investment | …-new heating boilers - Investment | 0 | 0
[65 empty] | 5 | 51 | CZ | >20% | DSO | … | … | new heating boilers - Investment | …-new heating boilers - Investment | 0 | 0
[65 empty] | 6 | 1 | DE | <5% | TSO | Storage | Porous storage | Desulfurization and Drying - Investment | Porous storage-Desulfurization and Drying - Investment | 7.0076 | 40.96
[65 empty] | 6 | 2 | DE | <5% | TSO | Industrie | 50% Chemical industry (material use), glass | Membrane for deblending - Investment | 50% Chemical industry (material use), glass-Membrane for deblending - Investment | 2.1773 | 2.0005
[65 empty] | 6 | 3 | DE | <5% | TSO | Industrie | 50% Chemical industry (material use), glass | Membrane for deblending - electr. demand | 50% Chemical industry (material use), glass-Membrane for deblending - electr. demand | 19.0727 | 18.6429
[65 empty] | 6 | 4 | DE | <5% | TSO | Industrie | 50% Chemical industry (material use), glass | Membrane for deblending - H2. use | 50% Chemical industry (material use), glass-Membrane for deblending - H2. use | 19.0727 | 10.4923
[65 empty] | 6 | 5 | DE | <5% | DSO | Industrie | 50% Chemical industry (material use), glass | Membrane for deblending - Investment | 50% Chemical industry (material use), glass-Membrane for deblending - Investment | 2.1773 | 2.0005
[65 empty] | 6 | 6 | DE | <5% | DSO | Industrie | 50% Chemical industry (material use), glass | Membrane for deblending - electr. demand | 50% Chemical industry (material use), glass-Membrane for deblending - electr. demand | 19.0727 | 18.6429
[65 empty] | 6 | 7 | DE | <5% | DSO | Industrie | 50% Chemical industry (material use), glass | Membrane for deblending - H2. use | 50% Chemical industry (material use), glass-Membrane for deblending - H2. use | 19.0727 | 10.4923
[65 empty] | 6 | 8 | DE | from 5 to 10% | TSO | End-use | Gas turbine for power generation (old stock) | Membrane for deblending - Investment | Gas turbine for power generation (old stock) -Membrane for deblending - Investment | 36.6956 | 56.8143
[65 empty] | 6 | 9 | DE | from 5 to 10% | TSO | End-use | Gas turbine for power generation (old stock) | Membrane for deblending - electr. demand | Gas turbine for power generation (old stock) -Membrane for deblending - electr. demand | 102.0766 | 99.7762
[65 empty] | 6 | 10 | DE | from 5 to 10% | TSO | End-use | Gas turbine for power generation (old stock) | Membrane for deblending - H2. use | Gas turbine for power generation (old stock) -Membrane for deblending - H2. use | 102.0766 | 112.3092
[65 empty] | 6 | 11 | DE | from 5 to 10% | TSO | Transmission | Gas turbine for gas grid - inkl. transit | Membrane for deblending - Investment | Gas turbine for gas grid - inkl. transit-Membrane for deblending - Investment | 7.4242 | 28.1895
[65 empty] | 6 | 12 | DE | from 5 to 10% | TSO | Transmission | Gas turbine for gas grid - inkl. transit | Membrane for deblending - electr. demand | Gas turbine for gas grid - inkl. transit-Membrane for deblending - electr. demand | 4.4928 | 4.5612
[65 empty] | 6 | 13 | DE | from 5 to 10% | TSO | Transmission | Gas turbine for gas grid - inkl. transit | Membrane for deblending - H2. use | Gas turbine for gas grid - inkl. transit-Membrane for deblending - H2. use | 4.4928 | 4.9431
[65 empty] | 6 | 14 | DE | from 5 to 10% | TSO | Storage | Gas turbine for storage (cavern + porous) | Membrane for deblending - Investment | Gas turbine for storage (cavern + porous)-Membrane for deblending - Investment | 1.9373 | 7.3557
[65 empty] | 6 | 15 | DE | from 5 to 10% | TSO | Storage | Gas turbine for storage (cavern + porous) | Membrane for deblending - electr. demand | Gas turbine for storage (cavern + porous)-Membrane for deblending - electr. demand | 1.0179 | 1.0334
[65 empty] | 6 | 16 | DE | from 5 to 10% | TSO | Storage | Gas turbine for storage (cavern + porous) | Membrane for deblending - H2. use | Gas turbine for storage (cavern + porous)-Membrane for deblending - H2. use | 1.0179 | 1.12
[65 empty] | 6 | 17 | DE | from 5 to 10% | TSO | Industrie | 50% industrial high temperature application (>500°C without glass) | Calorific value adjustment - Investment | 50% industrial high temperature application (>500°C without glass)-Calorific value adjustment - Investment | 5.9105 | 32.1205
[65 empty] | 6 | 18 | DE | from 5 to 10% | TSO | Industrie | 50% industrial high temperature application (>500°C without glass) | Calorific value adjustment - LPG demand | 50% industrial high temperature application (>500°C without glass)-Calorific value adjustment - LPG demand | 51.7759 | 272.895
[65 empty] | 6 | 19 | DE | from 5 to 10% | TSO | Transmission | Instalation of higher gas turbine capacities for compressors - inkl. transit and storage | Investment +30% of excisting capacity | Instalation of higher gas turbine capacities for compressors - inkl. transit and storage-Investment +30% of excisting capacity | 0.92679 | 141.8312
[65 empty] | 6 | 20 | DE | from 5 to 10% | TSO | Transmission | Instalation of higher gas turbine capacities for compressors - inkl. transit and storage | Gas demand +30% of excisting transport losses | Instalation of higher gas turbine capacities for compressors - inkl. transit and storage-Gas demand +30% of excisting transport losses | 1.6532 | 46.3308
[65 empty] | 6 | 21 | DE | from 5 to 10% | TSO | Storage | Gas pressure regulator storage withdrawal | +3% less energy required | Gas pressure regulator storage withdrawal- +3% less energy required | 0.0045 | -0.12611
[65 empty] | 6 | 22 | DE | from 5 to 10% | TSO | Storage | H2 losses by drying | 5% of H2 | H2 losses by drying- 5% of H2 | 0.38172 | 19.086
[65 empty] | 6 | 23 | DE | from 5 to 10% | TSO | Transmission | Gas pressure regulator >40 to 16bar | +3% less energy required | Gas pressure regulator >40 to 16bar- +3% less energy required | 0.020222 | -0.56673
[65 empty] | 6 | 24 | DE | from 5 to 10% | DSO | Industrie | 50% industrial high temperature application (>500°C without glass) | Calorific value adjustment - Investment | 50% industrial high temperature application (>500°C without glass)-Calorific value adjustment - Investment | 5.9105 | 32.1205
[65 empty] | 6 | 25 | DE | from 5 to 10% | DSO | Industrie | 50% industrial high temperature application (>500°C without glass) | Calorific value adjustment - LPG demand | 50% industrial high temperature application (>500°C without glass)-Calorific value adjustment - LPG demand | 51.7759 | 272.895
[65 empty] | 6 | 26 | DE | from 5 to 10% | TSO | Transmission | gas chromatographs (GC) | Adaptation - Exchange helium | gas chromatographs (GC)-Adaptation - Exchange helium | 0.575 | 4.5403
[65 empty] | 6 | 27 | DE | from 5 to 10% | DSO | Industrie | Chemical industry (material use), glass | Membrane for deblending - Investment | Chemical industry (material use), glass-Membrane for deblending - Investment | 4.3545 | 2.7409
[65 empty] | 6 | 28 | DE | from 5 to 10% | DSO | Industrie | Chemical industry (material use), glass | Membrane for deblending - H2. use | Chemical industry (material use), glass-Membrane for deblending - H2. use | 38.1455 | 20.9847
[65 empty] | 6 | 29 | DE | from 10 to 20% | TSO | Transmission | compresor gas grid | Component exchange - 50% Investment | compresor gas grid-Component exchange - 50% Investment | 2.45 | 221.0943
[65 empty] | 6 | 30 | DE | from 10 to 20% | TSO | Storage | compresor storage (cavern + porous) | Component exchange - 50% Investment | compresor storage (cavern + porous)-Component exchange - 50% Investment | 0.6393 | 57.6918
[65 empty] | 6 | 31 | DE | from 10 to 20% | TSO | Transmission | Instalation of higher gas turbine capacities for compressors - inkl. transit and storage | Investment +40% of excisting capacity | Instalation of higher gas turbine capacities for compressors - inkl. transit and storage-Investment +40% of excisting capacity | 1.2357 | 189.1082
[65 empty] | 6 | 32 | DE | from 10 to 20% | TSO | Transmission | Instalation of higher gas turbine capacities for compressors - inkl. transit and storage | Gas demand +40% of excisting transport losses | Instalation of higher gas turbine capacities for compressors - inkl. transit and storage-Gas demand +40% of excisting transport losses | 2.2043 | 61.7744
[65 empty] | 6 | 33 | DE | from 10 to 20% | TSO | Transmission | gas chromatographs (GC) | Adaptation - Exchange helium | gas chromatographs (GC)-Adaptation - Exchange helium | 0.575 | 0
[65 empty] | 6 | 34 | DE | from 10 to 20% | DSO | End-use | CHP for power generation | Membrane for deblending - Investment | CHP for power generation-Membrane for deblending - Investment | 13.9192 | 34.8338
[65 empty] | 6 | 35 | DE | from 10 to 20% | DSO | End-use | CHP for power generation | Membrane for deblending - electr. demand | CHP for power generation-Membrane for deblending - electr. demand | 58.4686 | 57.151
[65 empty] | 6 | 36 | DE | from 10 to 20% | DSO | End-use | CHP for power generation | Membrane for deblending - H2. use | CHP for power generation-Membrane for deblending - H2. use | 58.4686 | 128.6596
[65 empty] | 6 | 37 | DE | from 10 to 20% | TSO | Storage | Gas pressure regulator storage withdrawal | +5% less energy required | Gas pressure regulator storage withdrawal- +5% less energy required | 0.0075 | -0.21019
[65 empty] | 6 | 38 | DE | from 10 to 20% | TSO | Storage | H2 losses by drying | 5% of H2 | H2 losses by drying- 5% of H2 | 0.38172 | 19.086
[65 empty] | 6 | 39 | DE | from 10 to 20% | TSO | Transmission | Gas pressure regulator >40 to 16bar | +5% less energy required | Gas pressure regulator >40 to 16bar- +5% less energy required | 0.033704 | -0.94455
[65 empty] | 6 | 40 | DE | from 10 to 20% | DSO | Distribution | Gas pressure regulator | Exchange Gas pressure regulator - Investment | Gas pressure regulator-Exchange Gas pressure regulator - Investment | 40.257 | 112.9299
[65 empty] | 6 | 41 | DE | from 10 to 20% | DSO | Distribution | gas chromatographs (GC) | Additional PCS Analysers for calorific value reconstruction system | gas chromatographs (GC)-Additional PCS Analysers for calorific value reconstruction system | 8.2 | 129.4981
[65 empty] | 6 | 42 | DE | from 10 to 20% | DSO | Distribution | Chemical industry (material use), glass | Membrane for deblending - Investment | Chemical industry (material use), glass-Membrane for deblending - Investment | 4.3545 | 4.1556
[65 empty] | 6 | 43 | DE | from 10 to 20% | DSO | Distribution | Chemical industry (material use), glass | Membrane for deblending - H2. use | Chemical industry (material use), glass-Membrane for deblending - H2. use | 76.2909 | 83.9387
[65 empty] | 6 | 44 | DE | from 10 to 20% | DSO | Distribution | Gas turbine for power generation (old stock) | Membrane for deblending - Investment | Gas turbine for power generation (old stock) -Membrane for deblending - Investment | 36.6956 | 35.0192
[65 empty] | 6 | 45 | DE | from 10 to 20% | DSO | Distribution | Gas turbine for power generation (old stock) | Membrane for deblending - H2. use | Gas turbine for power generation (old stock) -Membrane for deblending - H2. use | 102.0766 | 112.3092
[65 empty] | 6 | 46 | DE | from 10 to 20% | DSO | Distribution | Gas turbine for grid and storage | Membrane for deblending - Investment | Gas turbine for grid and storage-Membrane for deblending - Investment | 9.3615 | 24.3079
[65 empty] | 6 | 47 | DE | from 10 to 20% | DSO | Distribution | Gas turbine for grid and storage | Membrane for deblending - H2. use | Gas turbine for grid and storage-Membrane for deblending - H2. use | 5.5107 | 6.0631
[65 empty] | 6 | 48 | DE | from 10 to 20% | DSO | Distribution | industrial high temperature application (>500°C without glass) | Calorific value adjustment - LPG demand | industrial high temperature application (>500°C without glass)-Calorific value adjustment - LPG demand | 103.5518 | 545.7901
[65 empty] | 6 | 49 | DE | >20% | DSO | End-use | boilers | new heating boilers - Investment | boilers-new heating boilers - Investment | 5702.5744 | 5889.1746
[65 empty] | 6 | 50 | DE | >20% | DSO | … | … | new heating boilers - Investment | …-new heating boilers - Investment | 0 | 0
[65 empty] | 6 | 51 | DE | >20% | DSO | … | … | new heating boilers - Investment | …-new heating boilers - Investment | 0 | 0
[65 empty] | 7 | 1 | DK | <5% | TSO | Storage | Porous storage | Desulfurization and Drying - Investment | Porous storage-Desulfurization and Drying - Investment | 0.38168 | 2.2309
[65 empty] | 7 | 2 | DK | <5% | TSO | Industrie | 50% Chemical industry (material use), glass | Membrane for deblending - Investment | 50% Chemical industry (material use), glass-Membrane for deblending - Investment | 0.032337 | 0.029712
[65 empty] | 7 | 3 | DK | <5% | TSO | Industrie | 50% Chemical industry (material use), glass | Membrane for deblending - electr. demand | 50% Chemical industry (material use), glass-Membrane for deblending - electr. demand | 0.28327 | 0.27689
[65 empty] | 7 | 4 | DK | <5% | TSO | Industrie | 50% Chemical industry (material use), glass | Membrane for deblending - H2. use | 50% Chemical industry (material use), glass-Membrane for deblending - H2. use | 0.28327 | 0.15583
[65 empty] | 7 | 5 | DK | <5% | DSO | Industrie | 50% Chemical industry (material use), glass | Membrane for deblending - Investment | 50% Chemical industry (material use), glass-Membrane for deblending - Investment | 0.032337 | 0.029712
[65 empty] | 7 | 6 | DK | <5% | DSO | Industrie | 50% Chemical industry (material use), glass | Membrane for deblending - electr. demand | 50% Chemical industry (material use), glass-Membrane for deblending - electr. demand | 0.28327 | 0.27689
[65 empty] | 7 | 7 | DK | <5% | DSO | Industrie | 50% Chemical industry (material use), glass | Membrane for deblending - H2. use | 50% Chemical industry (material use), glass-Membrane for deblending - H2. use | 0.28327 | 0.15583
[65 empty] | 7 | 8 | DK | from 5 to 10% | TSO | End-use | Gas turbine for power generation (old stock) | Membrane for deblending - Investment | Gas turbine for power generation (old stock) -Membrane for deblending - Investment | 1.0809 | 1.6735
[65 empty] | 7 | 9 | DK | from 5 to 10% | TSO | End-use | Gas turbine for power generation (old stock) | Membrane for deblending - electr. demand | Gas turbine for power generation (old stock) -Membrane for deblending - electr. demand | 0.39559 | 0.38667
[65 empty] | 7 | 10 | DK | from 5 to 10% | TSO | End-use | Gas turbine for power generation (old stock) | Membrane for deblending - H2. use | Gas turbine for power generation (old stock) -Membrane for deblending - H2. use | 0.39559 | 0.43525
[65 empty] | 7 | 11 | DK | from 5 to 10% | TSO | Transmission | Gas turbine for gas grid - inkl. transit | Membrane for deblending - Investment | Gas turbine for gas grid - inkl. transit-Membrane for deblending - Investment | 0.14259 | 0.54141
[65 empty] | 7 | 12 | DK | from 5 to 10% | TSO | Transmission | Gas turbine for gas grid - inkl. transit | Membrane for deblending - electr. demand | Gas turbine for gas grid - inkl. transit-Membrane for deblending - electr. demand | 0.086289 | 0.087603
[65 empty] | 7 | 13 | DK | from 5 to 10% | TSO | Transmission | Gas turbine for gas grid - inkl. transit | Membrane for deblending - H2. use | Gas turbine for gas grid - inkl. transit-Membrane for deblending - H2. use | 0.086289 | 0.094939
[65 empty] | 7 | 14 | DK | from 5 to 10% | TSO | Storage | Gas turbine for storage (cavern + porous) | Membrane for deblending - Investment | Gas turbine for storage (cavern + porous)-Membrane for deblending - Investment | 0.047977 | 0.18217
[65 empty] | 7 | 15 | DK | from 5 to 10% | TSO | Storage | Gas turbine for storage (cavern + porous) | Membrane for deblending - electr. demand | Gas turbine for storage (cavern + porous)-Membrane for deblending - electr. demand | 0.039004 | 0.039598
[65 empty] | 7 | 16 | DK | from 5 to 10% | TSO | Storage | Gas turbine for storage (cavern + porous) | Membrane for deblending - H2. use | Gas turbine for storage (cavern + porous)-Membrane for deblending - H2. use | 0.039004 | 0.042914
[65 empty] | 7 | 17 | DK | from 5 to 10% | TSO | Industrie | 50% industrial high temperature application (>500°C without glass) | Calorific value adjustment - Investment | 50% industrial high temperature application (>500°C without glass)-Calorific value adjustment - Investment | 0.20471 | 1.1125
[65 empty] | 7 | 18 | DK | from 5 to 10% | TSO | Industrie | 50% industrial high temperature application (>500°C without glass) | Calorific value adjustment - LPG demand | 50% industrial high temperature application (>500°C without glass)-Calorific value adjustment - LPG demand | 1.7932 | 9.4516
[65 empty] | 7 | 19 | DK | from 5 to 10% | TSO | Transmission | Instalation of higher gas turbine capacities for compressors - inkl. transit and storage | Investment +30% of excisting capacity | Instalation of higher gas turbine capacities for compressors - inkl. transit and storage-Investment +30% of excisting capacity | 0.018866 | 2.8872
[65 empty] | 7 | 20 | DK | from 5 to 10% | TSO | Transmission | Instalation of higher gas turbine capacities for compressors - inkl. transit and storage | Gas demand +30% of excisting transport losses | Instalation of higher gas turbine capacities for compressors - inkl. transit and storage-Gas demand +30% of excisting transport losses | 0.037588 | 1.0534
[65 empty] | 7 | 21 | DK | from 5 to 10% | TSO | Storage | Gas pressure regulator storage withdrawal | +3% less energy required | Gas pressure regulator storage withdrawal- +3% less energy required | 0.00017243 | -0.0048323
[65 empty] | 7 | 22 | DK | from 5 to 10% | TSO | Storage | H2 losses by drying | 5% of H2 | H2 losses by drying- 5% of H2 | 0.014627 | 0.73133
[65 empty] | 7 | 23 | DK | from 5 to 10% | TSO | Transmission | Gas pressure regulator >40 to 16bar | +3% less energy required | Gas pressure regulator >40 to 16bar- +3% less energy required | 0.00077853 | -0.021818
[65 empty] | 7 | 24 | DK | from 5 to 10% | DSO | Industrie | 50% industrial high temperature application (>500°C without glass) | Calorific value adjustment - Investment | 50% industrial high temperature application (>500°C without glass)-Calorific value adjustment - Investment | 0.20471 | 1.1125
[65 empty] | 7 | 25 | DK | from 5 to 10% | DSO | Industrie | 50% industrial high temperature application (>500°C without glass) | Calorific value adjustment - LPG demand | 50% industrial high temperature application (>500°C without glass)-Calorific value adjustment - LPG demand | 1.7932 | 9.4516
[65 empty] | 7 | 26 | DK | from 5 to 10% | TSO | Transmission | gas chromatographs (GC) | Adaptation - Exchange helium | gas chromatographs (GC)-Adaptation - Exchange helium | 0.01383 | 0.1092
[65 empty] | 7 | 27 | DK | from 5 to 10% | DSO | Industrie | Chemical industry (material use), glass | Membrane for deblending - Investment | Chemical industry (material use), glass-Membrane for deblending - Investment | 0.064674 | 0.040708
[65 empty] | 7 | 28 | DK | from 5 to 10% | DSO | Industrie | Chemical industry (material use), glass | Membrane for deblending - H2. use | Chemical industry (material use), glass-Membrane for deblending - H2. use | 0.56654 | 0.31167
[65 empty] | 7 | 29 | DK | from 10 to 20% | TSO | Transmission | compresor gas grid | Component exchange - 50% Investment | compresor gas grid-Component exchange - 50% Investment | 0.047055 | 4.2464
[65 empty] | 7 | 30 | DK | from 10 to 20% | TSO | Storage | compresor storage (cavern + porous) | Component exchange - 50% Investment | compresor storage (cavern + porous)-Component exchange - 50% Investment | 0.015832 | 1.4288
[65 empty] | 7 | 31 | DK | from 10 to 20% | TSO | Transmission | Instalation of higher gas turbine capacities for compressors - inkl. transit and storage | Investment +40% of excisting capacity | Instalation of higher gas turbine capacities for compressors - inkl. transit and storage-Investment +40% of excisting capacity | 0.025155 | 3.8496
[65 empty] | 7 | 32 | DK | from 10 to 20% | TSO | Transmission | Instalation of higher gas turbine capacities for compressors - inkl. transit and storage | Gas demand +40% of excisting transport losses | Instalation of higher gas turbine capacities for compressors - inkl. transit and storage-Gas demand +40% of excisting transport losses | 0.050117 | 1.4045
[65 empty] | 7 | 33 | DK | from 10 to 20% | TSO | Transmission | gas chromatographs (GC) | Adaptation - Exchange helium | gas chromatographs (GC)-Adaptation - Exchange helium | 0.01383 | 0
[65 empty] | 7 | 34 | DK | from 10 to 20% | DSO | End-use | CHP for power generation | Membrane for deblending - Investment | CHP for power generation-Membrane for deblending - Investment | 0.84209 | 2.1074
[65 empty] | 7 | 35 | DK | from 10 to 20% | DSO | End-use | CHP for power generation | Membrane for deblending - electr. demand | CHP for power generation-Membrane for deblending - electr. demand | 0.39515 | 0.38624
[65 empty] | 7 | 36 | DK | from 10 to 20% | DSO | End-use | CHP for power generation | Membrane for deblending - H2. use | CHP for power generation-Membrane for deblending - H2. use | 0.39515 | 0.86952
[65 empty] | 7 | 37 | DK | from 10 to 20% | TSO | Storage | Gas pressure regulator storage withdrawal | +5% less energy required | Gas pressure regulator storage withdrawal- +5% less energy required | 0.00028738 | -0.0080539
[65 empty] | 7 | 38 | DK | from 10 to 20% | TSO | Storage | H2 losses by drying | 5% of H2 | H2 losses by drying- 5% of H2 | 0.014627 | 0.73133
[65 empty] | 7 | 39 | DK | from 10 to 20% | TSO | Transmission | Gas pressure regulator >40 to 16bar | +5% less energy required | Gas pressure regulator >40 to 16bar- +5% less energy required | 0.0012975 | -0.036364
[65 empty] | 7 | 40 | DK | from 10 to 20% | DSO | Distribution | Gas pressure regulator | Exchange Gas pressure regulator - Investment | Gas pressure regulator-Exchange Gas pressure regulator - Investment | 1.4428 | 4.0474
[65 empty] | 7 | 41 | DK | from 10 to 20% | DSO | Distribution | gas chromatographs (GC) | Additional PCS Analysers for calorific value reconstruction system | gas chromatographs (GC)-Additional PCS Analysers for calorific value reconstruction system | 0.29388 | 4.6411
[65 empty] | 7 | 42 | DK | from 10 to 20% | DSO | Distribution | Chemical industry (material use), glass | Membrane for deblending - Investment | Chemical industry (material use), glass-Membrane for deblending - Investment | 0.064674 | 0.061719
[65 empty] | 7 | 43 | DK | from 10 to 20% | DSO | Distribution | Chemical industry (material use), glass | Membrane for deblending - H2. use | Chemical industry (material use), glass-Membrane for deblending - H2. use | 1.1331 | 1.2467
[65 empty] | 7 | 44 | DK | from 10 to 20% | DSO | Distribution | Gas turbine for power generation (old stock) | Membrane for deblending - Investment | Gas turbine for power generation (old stock) -Membrane for deblending - Investment | 1.0809 | 1.0315
[65 empty] | 7 | 45 | DK | from 10 to 20% | DSO | Distribution | Gas turbine for power generation (old stock) | Membrane for deblending - H2. use | Gas turbine for power generation (old stock) -Membrane for deblending - H2. use | 0.39559 | 0.43525
[65 empty] | 7 | 46 | DK | from 10 to 20% | DSO | Distribution | Gas turbine for grid and storage | Membrane for deblending - Investment | Gas turbine for grid and storage-Membrane for deblending - Investment | 0.19057 | 0.49483
[65 empty] | 7 | 47 | DK | from 10 to 20% | DSO | Distribution | Gas turbine for grid and storage | Membrane for deblending - H2. use | Gas turbine for grid and storage-Membrane for deblending - H2. use | 0.12529 | 0.13785
[65 empty] | 7 | 48 | DK | from 10 to 20% | DSO | Distribution | industrial high temperature application (>500°C without glass) | Calorific value adjustment - LPG demand | industrial high temperature application (>500°C without glass)-Calorific value adjustment - LPG demand | 3.5865 | 18.9032
[65 empty] | 7 | 49 | DK | >20% | DSO | End-use | boilers | new heating boilers - Investment | boilers-new heating boilers - Investment | 237.4424 | 245.2121
[65 empty] | 7 | 50 | DK | >20% | DSO | … | … | new heating boilers - Investment | …-new heating boilers - Investment | 0 | 0
[65 empty] | 7 | 51 | DK | >20% | DSO | … | … | new heating boilers - Investment | …-new heating boilers - Investment | 0 | 0
[65 empty] | 8 | 1 | EE | <5% | TSO | Storage | Porous storage | Desulfurization and Drying - Investment | Porous storage-Desulfurization and Drying - Investment | 0 | 0
[65 empty] | 8 | 2 | EE | <5% | TSO | Industrie | 50% Chemical industry (material use), glass | Membrane for deblending - Investment | 50% Chemical industry (material use), glass-Membrane for deblending - Investment | 0.0044359 | 0.0040757
[65 empty] | 8 | 3 | EE | <5% | TSO | Industrie | 50% Chemical industry (material use), glass | Membrane for deblending - electr. demand | 50% Chemical industry (material use), glass-Membrane for deblending - electr. demand | 0.038858 | 0.037982
[65 empty] | 8 | 4 | EE | <5% | TSO | Industrie | 50% Chemical industry (material use), glass | Membrane for deblending - H2. use | 50% Chemical industry (material use), glass-Membrane for deblending - H2. use | 0.038858 | 0.021377
[65 empty] | 8 | 5 | EE | <5% | DSO | Industrie | 50% Chemical industry (material use), glass | Membrane for deblending - Investment | 50% Chemical industry (material use), glass-Membrane for deblending - Investment | 0.0044359 | 0.0040757
[65 empty] | 8 | 6 | EE | <5% | DSO | Industrie | 50% Chemical industry (material use), glass | Membrane for deblending - electr. demand | 50% Chemical industry (material use), glass-Membrane for deblending - electr. demand | 0.038858 | 0.037982
[65 empty] | 8 | 7 | EE | <5% | DSO | Industrie | 50% Chemical industry (material use), glass | Membrane for deblending - H2. use | 50% Chemical industry (material use), glass-Membrane for deblending - H2. use | 0.038858 | 0.021377
[65 empty] | 8 | 8 | EE | from 5 to 10% | TSO | End-use | Gas turbine for power generation (old stock) | Membrane for deblending - Investment | Gas turbine for power generation (old stock) -Membrane for deblending - Investment | 0.38885 | 0.60205
[65 empty] | 8 | 9 | EE | from 5 to 10% | TSO | End-use | Gas turbine for power generation (old stock) | Membrane for deblending - electr. demand | Gas turbine for power generation (old stock) -Membrane for deblending - electr. demand | 0.048017 | 0.046935
[65 empty] | 8 | 10 | EE | from 5 to 10% | TSO | End-use | Gas turbine for power generation (old stock) | Membrane for deblending - H2. use | Gas turbine for power generation (old stock) -Membrane for deblending - H2. use | 0.048017 | 0.052831
[65 empty] | 8 | 11 | EE | from 5 to 10% | TSO | Transmission | Gas turbine for gas grid - inkl. transit | Membrane for deblending - Investment | Gas turbine for gas grid - inkl. transit-Membrane for deblending - Investment | 0.015272 | 0.057985
[65 empty] | 8 | 12 | EE | from 5 to 10% | TSO | Transmission | Gas turbine for gas grid - inkl. transit | Membrane for deblending - electr. demand | Gas turbine for gas grid - inkl. transit-Membrane for deblending - electr. demand | 0.0092415 | 0.0093822
[65 empty] | 8 | 13 | EE | from 5 to 10% | TSO | Transmission | Gas turbine for gas grid - inkl. transit | Membrane for deblending - H2. use | Gas turbine for gas grid - inkl. transit-Membrane for deblending - H2. use | 0.0092415 | 0.010168
[65 empty] | 8 | 14 | EE | from 5 to 10% | TSO | Storage | Gas turbine for storage (cavern + porous) | Membrane for deblending - Investment | Gas turbine for storage (cavern + porous)-Membrane for deblending - Investment | 0 | 0
[65 empty] | 8 | 15 | EE | from 5 to 10% | TSO | Storage | Gas turbine for storage (cavern + porous) | Membrane for deblending - electr. demand | Gas turbine for storage (cavern + porous)-Membrane for deblending - electr. demand | 0 | 0
[65 empty] | 8 | 16 | EE | from 5 to 10% | TSO | Storage | Gas turbine for storage (cavern + porous) | Membrane for deblending - H2. use | Gas turbine for storage (cavern + porous)-Membrane for deblending - H2. use | 0 | 0
[65 empty] | 8 | 17 | EE | from 5 to 10% | TSO | Industrie | 50% industrial high temperature application (>500°C without glass) | Calorific value adjustment - Investment | 50% industrial high temperature application (>500°C without glass)-Calorific value adjustment - Investment | 0.012017 | 0.065305
[65 empty] | 8 | 18 | EE | from 5 to 10% | TSO | Industrie | 50% industrial high temperature application (>500°C without glass) | Calorific value adjustment - LPG demand | 50% industrial high temperature application (>500°C without glass)-Calorific value adjustment - LPG demand | 0.10527 | 0.55483
[65 empty] | 8 | 19 | EE | from 5 to 10% | TSO | Transmission | Instalation of higher gas turbine capacities for compressors - inkl. transit and storage | Investment +30% of excisting capacity | Instalation of higher gas turbine capacities for compressors - inkl. transit and storage-Investment +30% of excisting capacity | 0.0015119 | 0.23137
[65 empty] | 8 | 20 | EE | from 5 to 10% | TSO | Transmission | Instalation of higher gas turbine capacities for compressors - inkl. transit and storage | Gas demand +30% of excisting transport losses | Instalation of higher gas turbine capacities for compressors - inkl. transit and storage-Gas demand +30% of excisting transport losses | 0.0027725 | 0.077698
[65 empty] | 8 | 21 | EE | from 5 to 10% | TSO | Storage | Gas pressure regulator storage withdrawal | +3% less energy required | Gas pressure regulator storage withdrawal- +3% less energy required | 0 | 0
[65 empty] | 8 | 22 | EE | from 5 to 10% | TSO | Storage | H2 losses by drying | 5% of H2 | H2 losses by drying- 5% of H2 | 0 | 0
[65 empty] | 8 | 23 | EE | from 5 to 10% | TSO | Transmission | Gas pressure regulator >40 to 16bar | +3% less energy required | Gas pressure regulator >40 to 16bar- +3% less energy required | 8.4306e-05 | -0.0023627
[65 empty] | 8 | 24 | EE | from 5 to 10% | DSO | Industrie | 50% industrial high temperature application (>500°C without glass) | Calorific value adjustment - Investment | 50% industrial high temperature application (>500°C without glass)-Calorific value adjustment - Investment | 0.012017 | 0.065305
[65 empty] | 8 | 25 | EE | from 5 to 10% | DSO | Industrie | 50% industrial high temperature application (>500°C without glass) | Calorific value adjustment - LPG demand | 50% industrial high temperature application (>500°C without glass)-Calorific value adjustment - LPG demand | 0.10527 | 0.55483
[65 empty] | 8 | 26 | EE | from 5 to 10% | TSO | Transmission | gas chromatographs (GC) | Adaptation - Exchange helium | gas chromatographs (GC)-Adaptation - Exchange helium | 0.013218 | 0.10437
[65 empty] | 8 | 27 | EE | from 5 to 10% | DSO | Industrie | Chemical industry (material use), glass | Membrane for deblending - Investment | Chemical industry (material use), glass-Membrane for deblending - Investment | 0.0088717 | 0.0055842
[65 empty] | 8 | 28 | EE | from 5 to 10% | DSO | Industrie | Chemical industry (material use), glass | Membrane for deblending - H2. use | Chemical industry (material use), glass-Membrane for deblending - H2. use | 0.077716 | 0.042753
[65 empty] | 8 | 29 | EE | from 10 to 20% | TSO | Transmission | compresor gas grid | Component exchange - 50% Investment | compresor gas grid-Component exchange - 50% Investment | 0.0050396 | 0.45479
[65 empty] | 8 | 30 | EE | from 10 to 20% | TSO | Storage | compresor storage (cavern + porous) | Component exchange - 50% Investment | compresor storage (cavern + porous)-Component exchange - 50% Investment | 0 | 0
[65 empty] | 8 | 31 | EE | from 10 to 20% | TSO | Transmission | Instalation of higher gas turbine capacities for compressors - inkl. transit and storage | Investment +40% of excisting capacity | Instalation of higher gas turbine capacities for compressors - inkl. transit and storage-Investment +40% of excisting capacity | 0.0020158 | 0.30849
[65 empty] | 8 | 32 | EE | from 10 to 20% | TSO | Transmission | Instalation of higher gas turbine capacities for compressors - inkl. transit and storage | Gas demand +40% of excisting transport losses | Instalation of higher gas turbine capacities for compressors - inkl. transit and storage-Gas demand +40% of excisting transport losses | 0.0036966 | 0.1036
[65 empty] | 8 | 33 | EE | from 10 to 20% | TSO | Transmission | gas chromatographs (GC) | Adaptation - Exchange helium | gas chromatographs (GC)-Adaptation - Exchange helium | 0.013218 | 0
[65 empty] | 8 | 34 | EE | from 10 to 20% | DSO | End-use | CHP for power generation | Membrane for deblending - Investment | CHP for power generation-Membrane for deblending - Investment | 0.20438 | 0.51148
[65 empty] | 8 | 35 | EE | from 10 to 20% | DSO | End-use | CHP for power generation | Membrane for deblending - electr. demand | CHP for power generation-Membrane for deblending - electr. demand | 0.048017 | 0.046935
[65 empty] | 8 | 36 | EE | from 10 to 20% | DSO | End-use | CHP for power generation | Membrane for deblending - H2. use | CHP for power generation-Membrane for deblending - H2. use | 0.048017 | 0.10566
[65 empty] | 8 | 37 | EE | from 10 to 20% | TSO | Storage | Gas pressure regulator storage withdrawal | +5% less energy required | Gas pressure regulator storage withdrawal- +5% less energy required | 0 | 0
[65 empty] | 8 | 38 | EE | from 10 to 20% | TSO | Storage | H2 losses by drying | 5% of H2 | H2 losses by drying- 5% of H2 | 0 | 0
[65 empty] | 8 | 39 | EE | from 10 to 20% | TSO | Transmission | Gas pressure regulator >40 to 16bar | +5% less energy required | Gas pressure regulator >40 to 16bar- +5% less energy required | 0.00014051 | -0.0039378
[65 empty] | 8 | 40 | EE | from 10 to 20% | DSO | Distribution | Gas pressure regulator | Exchange Gas pressure regulator - Investment | Gas pressure regulator-Exchange Gas pressure regulator - Investment | 0.17425 | 0.4888
[65 empty] | 8 | 41 | EE | from 10 to 20% | DSO | Distribution | gas chromatographs (GC) | Additional PCS Analysers for calorific value reconstruction system | gas chromatographs (GC)-Additional PCS Analysers for calorific value reconstruction system | 0.035493 | 0.56052
[65 empty] | 8 | 42 | EE | from 10 to 20% | DSO | Distribution | Chemical industry (material use), glass | Membrane for deblending - Investment | Chemical industry (material use), glass-Membrane for deblending - Investment | 0.0088717 | 0.0084664
[65 empty] | 8 | 43 | EE | from 10 to 20% | DSO | Distribution | Chemical industry (material use), glass | Membrane for deblending - H2. use | Chemical industry (material use), glass-Membrane for deblending - H2. use | 0.15543 | 0.17101
[65 empty] | 8 | 44 | EE | from 10 to 20% | DSO | Distribution | Gas turbine for power generation (old stock) | Membrane for deblending - Investment | Gas turbine for power generation (old stock) -Membrane for deblending - Investment | 0.38885 | 0.37109
[65 empty] | 8 | 45 | EE | from 10 to 20% | DSO | Distribution | Gas turbine for power generation (old stock) | Membrane for deblending - H2. use | Gas turbine for power generation (old stock) -Membrane for deblending - H2. use | 0.048017 | 0.052831
[65 empty] | 8 | 46 | EE | from 10 to 20% | DSO | Distribution | Gas turbine for grid and storage | Membrane for deblending - Investment | Gas turbine for grid and storage-Membrane for deblending - Investment | 0.015272 | 0.039654
[65 empty] | 8 | 47 | EE | from 10 to 20% | DSO | Distribution | Gas turbine for grid and storage | Membrane for deblending - H2. use | Gas turbine for grid and storage-Membrane for deblending - H2. use | 0.0092415 | 0.010168
[65 empty] | 8 | 48 | EE | from 10 to 20% | DSO | Distribution | industrial high temperature application (>500°C without glass) | Calorific value adjustment - LPG demand | industrial high temperature application (>500°C without glass)-Calorific value adjustment - LPG demand | 0.21053 | 1.1097
[65 empty] | 8 | 49 | EE | >20% | DSO | End-use | boilers | new heating boilers - Investment | boilers-new heating boilers - Investment | 17.0879 | 17.6471
[65 empty] | 8 | 50 | EE | >20% | DSO | … | … | new heating boilers - Investment | …-new heating boilers - Investment | 0 | 0
[65 empty] | 8 | 51 | EE | >20% | DSO | … | … | new heating boilers - Investment | …-new heating boilers - Investment | 0 | 0
[65 empty] | 9 | 1 | EL | <5% | TSO | Storage | Porous storage | Desulfurization and Drying - Investment | Porous storage-Desulfurization and Drying - Investment | 0 | 0
[65 empty] | 9 | 2 | EL | <5% | TSO | Industrie | 50% Chemical industry (material use), glass | Membrane for deblending - Investment | 50% Chemical industry (material use), glass-Membrane for deblending - Investment | 0.25571 | 0.23496
[65 empty] | 9 | 3 | EL | <5% | TSO | Industrie | 50% Chemical industry (material use), glass | Membrane for deblending - electr. demand | 50% Chemical industry (material use), glass-Membrane for deblending - electr. demand | 2.2401 | 2.1896
[65 empty] | 9 | 4 | EL | <5% | TSO | Industrie | 50% Chemical industry (material use), glass | Membrane for deblending - H2. use | 50% Chemical industry (material use), glass-Membrane for deblending - H2. use | 2.2401 | 1.2323
[65 empty] | 9 | 5 | EL | <5% | DSO | Industrie | 50% Chemical industry (material use), glass | Membrane for deblending - Investment | 50% Chemical industry (material use), glass-Membrane for deblending - Investment | 0.25571 | 0.23496
[65 empty] | 9 | 6 | EL | <5% | DSO | Industrie | 50% Chemical industry (material use), glass | Membrane for deblending - electr. demand | 50% Chemical industry (material use), glass-Membrane for deblending - electr. demand | 2.2401 | 2.1896
[65 empty] | 9 | 7 | EL | <5% | DSO | Industrie | 50% Chemical industry (material use), glass | Membrane for deblending - H2. use | 50% Chemical industry (material use), glass-Membrane for deblending - H2. use | 2.2401 | 1.2323
[65 empty] | 9 | 8 | EL | from 5 to 10% | TSO | End-use | Gas turbine for power generation (old stock) | Membrane for deblending - Investment | Gas turbine for power generation (old stock) -Membrane for deblending - Investment | 8.6246 | 13.353
[65 empty] | 9 | 9 | EL | from 5 to 10% | TSO | End-use | Gas turbine for power generation (old stock) | Membrane for deblending - electr. demand | Gas turbine for power generation (old stock) -Membrane for deblending - electr. demand | 18.1912 | 17.7812
[65 empty] | 9 | 10 | EL | from 5 to 10% | TSO | End-use | Gas turbine for power generation (old stock) | Membrane for deblending - H2. use | Gas turbine for power generation (old stock) -Membrane for deblending - H2. use | 18.1912 | 20.0147
[65 empty] | 9 | 11 | EL | from 5 to 10% | TSO | Transmission | Gas turbine for gas grid - inkl. transit | Membrane for deblending - Investment | Gas turbine for gas grid - inkl. transit-Membrane for deblending - Investment | 0.43954 | 1.6689
[65 empty] | 9 | 12 | EL | from 5 to 10% | TSO | Transmission | Gas turbine for gas grid - inkl. transit | Membrane for deblending - electr. demand | Gas turbine for gas grid - inkl. transit-Membrane for deblending - electr. demand | 0.26599 | 0.27004
[65 empty] | 9 | 13 | EL | from 5 to 10% | TSO | Transmission | Gas turbine for gas grid - inkl. transit | Membrane for deblending - H2. use | Gas turbine for gas grid - inkl. transit-Membrane for deblending - H2. use | 0.26599 | 0.29265
[65 empty] | 9 | 14 | EL | from 5 to 10% | TSO | Storage | Gas turbine for storage (cavern + porous) | Membrane for deblending - Investment | Gas turbine for storage (cavern + porous)-Membrane for deblending - Investment | 0 | 0
[65 empty] | 9 | 15 | EL | from 5 to 10% | TSO | Storage | Gas turbine for storage (cavern + porous) | Membrane for deblending - electr. demand | Gas turbine for storage (cavern + porous)-Membrane for deblending - electr. demand | 0 | 0
[65 empty] | 9 | 16 | EL | from 5 to 10% | TSO | Storage | Gas turbine for storage (cavern + porous) | Membrane for deblending - H2. use | Gas turbine for storage (cavern + porous)-Membrane for deblending - H2. use | 0 | 0
[65 empty] | 9 | 17 | EL | from 5 to 10% | TSO | Industrie | 50% industrial high temperature application (>500°C without glass) | Calorific value adjustment - Investment | 50% industrial high temperature application (>500°C without glass)-Calorific value adjustment - Investment | 0.30662 | 1.6663
[65 empty] | 9 | 18 | EL | from 5 to 10% | TSO | Industrie | 50% industrial high temperature application (>500°C without glass) | Calorific value adjustment - LPG demand | 50% industrial high temperature application (>500°C without glass)-Calorific value adjustment - LPG demand | 2.686 | 14.1571
[65 empty] | 9 | 19 | EL | from 5 to 10% | TSO | Transmission | Instalation of higher gas turbine capacities for compressors - inkl. transit and storage | Investment +30% of excisting capacity | Instalation of higher gas turbine capacities for compressors - inkl. transit and storage-Investment +30% of excisting capacity | 0.043514 | 6.6592
[65 empty] | 9 | 20 | EL | from 5 to 10% | TSO | Transmission | Instalation of higher gas turbine capacities for compressors - inkl. transit and storage | Gas demand +30% of excisting transport losses | Instalation of higher gas turbine capacities for compressors - inkl. transit and storage-Gas demand +30% of excisting transport losses | 0.079796 | 2.2363
[65 empty] | 9 | 21 | EL | from 5 to 10% | TSO | Storage | Gas pressure regulator storage withdrawal | +3% less energy required | Gas pressure regulator storage withdrawal- +3% less energy required | 0 | 0
[65 empty] | 9 | 22 | EL | from 5 to 10% | TSO | Storage | H2 losses by drying | 5% of H2 | H2 losses by drying- 5% of H2 | 0 | 0
[65 empty] | 9 | 23 | EL | from 5 to 10% | TSO | Transmission | Gas pressure regulator >40 to 16bar | +3% less energy required | Gas pressure regulator >40 to 16bar- +3% less energy required | 0.0018911 | -0.052999
[65 empty] | 9 | 24 | EL | from 5 to 10% | DSO | Industrie | 50% industrial high temperature application (>500°C without glass) | Calorific value adjustment - Investment | 50% industrial high temperature application (>500°C without glass)-Calorific value adjustment - Investment | 0.30662 | 1.6663
[65 empty] | 9 | 25 | EL | from 5 to 10% | DSO | Industrie | 50% industrial high temperature application (>500°C without glass) | Calorific value adjustment - LPG demand | 50% industrial high temperature application (>500°C without glass)-Calorific value adjustment - LPG demand | 2.686 | 14.1571
[65 empty] | 9 | 26 | EL | from 5 to 10% | TSO | Transmission | gas chromatographs (GC) | Adaptation - Exchange helium | gas chromatographs (GC)-Adaptation - Exchange helium | 0.02188 | 0.17277
[65 empty] | 9 | 27 | EL | from 5 to 10% | DSO | Industrie | Chemical industry (material use), glass | Membrane for deblending - Investment | Chemical industry (material use), glass-Membrane for deblending - Investment | 0.51143 | 0.32192
[65 empty] | 9 | 28 | EL | from 5 to 10% | DSO | Industrie | Chemical industry (material use), glass | Membrane for deblending - H2. use | Chemical industry (material use), glass-Membrane for deblending - H2. use | 4.4801 | 2.4646
[65 empty] | 9 | 29 | EL | from 10 to 20% | TSO | Transmission | compresor gas grid | Component exchange - 50% Investment | compresor gas grid-Component exchange - 50% Investment | 0.14505 | 13.0895
[65 empty] | 9 | 30 | EL | from 10 to 20% | TSO | Storage | compresor storage (cavern + porous) | Component exchange - 50% Investment | compresor storage (cavern + porous)-Component exchange - 50% Investment | 0 | 0
[65 empty] | 9 | 31 | EL | from 10 to 20% | TSO | Transmission | Instalation of higher gas turbine capacities for compressors - inkl. transit and storage | Investment +40% of excisting capacity | Instalation of higher gas turbine capacities for compressors - inkl. transit and storage-Investment +40% of excisting capacity | 0.058019 | 8.879
[65 empty] | 9 | 32 | EL | from 10 to 20% | TSO | Transmission | Instalation of higher gas turbine capacities for compressors - inkl. transit and storage | Gas demand +40% of excisting transport losses | Instalation of higher gas turbine capacities for compressors - inkl. transit and storage-Gas demand +40% of excisting transport losses | 0.10639 | 2.9817
[65 empty] | 9 | 33 | EL | from 10 to 20% | TSO | Transmission | gas chromatographs (GC) | Adaptation - Exchange helium | gas chromatographs (GC)-Adaptation - Exchange helium | 0.02188 | 0
[65 empty] | 9 | 34 | EL | from 10 to 20% | DSO | End-use | CHP for power generation | Membrane for deblending - Investment | CHP for power generation-Membrane for deblending - Investment | 1.4736 | 3.6879
[65 empty] | 9 | 35 | EL | from 10 to 20% | DSO | End-use | CHP for power generation | Membrane for deblending - electr. demand | CHP for power generation-Membrane for deblending - electr. demand | 1.1781 | 1.1515
[65 empty] | 9 | 36 | EL | from 10 to 20% | DSO | End-use | CHP for power generation | Membrane for deblending - H2. use | CHP for power generation-Membrane for deblending - H2. use | 1.1781 | 2.5923
[65 empty] | 9 | 37 | EL | from 10 to 20% | TSO | Storage | Gas pressure regulator storage withdrawal | +5% less energy required | Gas pressure regulator storage withdrawal- +5% less energy required | 0 | 0
[65 empty] | 9 | 38 | EL | from 10 to 20% | TSO | Storage | H2 losses by drying | 5% of H2 | H2 losses by drying- 5% of H2 | 0 | 0
[65 empty] | 9 | 39 | EL | from 10 to 20% | TSO | Transmission | Gas pressure regulator >40 to 16bar | +5% less energy required | Gas pressure regulator >40 to 16bar- +5% less energy required | 0.0031519 | -0.088331
[65 empty] | 9 | 40 | EL | from 10 to 20% | DSO | Distribution | Gas pressure regulator | Exchange Gas pressure regulator - Investment | Gas pressure regulator-Exchange Gas pressure regulator - Investment | 0.47708 | 1.3383
[65 empty] | 9 | 41 | EL | from 10 to 20% | DSO | Distribution | gas chromatographs (GC) | Additional PCS Analysers for calorific value reconstruction system | gas chromatographs (GC)-Additional PCS Analysers for calorific value reconstruction system | 0.097177 | 1.5347
[65 empty] | 9 | 42 | EL | from 10 to 20% | DSO | Distribution | Chemical industry (material use), glass | Membrane for deblending - Investment | Chemical industry (material use), glass-Membrane for deblending - Investment | 0.51143 | 0.48807
[65 empty] | 9 | 43 | EL | from 10 to 20% | DSO | Distribution | Chemical industry (material use), glass | Membrane for deblending - H2. use | Chemical industry (material use), glass-Membrane for deblending - H2. use | 8.9603 | 9.8585
[65 empty] | 9 | 44 | EL | from 10 to 20% | DSO | Distribution | Gas turbine for power generation (old stock) | Membrane for deblending - Investment | Gas turbine for power generation (old stock) -Membrane for deblending - Investment | 8.6246 | 8.2305
[65 empty] | 9 | 45 | EL | from 10 to 20% | DSO | Distribution | Gas turbine for power generation (old stock) | Membrane for deblending - H2. use | Gas turbine for power generation (old stock) -Membrane for deblending - H2. use | 18.1912 | 20.0147
[65 empty] | 9 | 46 | EL | from 10 to 20% | DSO | Distribution | Gas turbine for grid and storage | Membrane for deblending - Investment | Gas turbine for grid and storage-Membrane for deblending - Investment | 0.43954 | 1.1413
[65 empty] | 9 | 47 | EL | from 10 to 20% | DSO | Distribution | Gas turbine for grid and storage | Membrane for deblending - H2. use | Gas turbine for grid and storage-Membrane for deblending - H2. use | 0.26599 | 0.29265
[65 empty] | 9 | 48 | EL | from 10 to 20% | DSO | Distribution | industrial high temperature application (>500°C without glass) | Calorific value adjustment - LPG demand | industrial high temperature application (>500°C without glass)-Calorific value adjustment - LPG demand | 5.372 | 28.3143
[65 empty] | 9 | 49 | EL | >20% | DSO | End-use | boilers | new heating boilers - Investment | boilers-new heating boilers - Investment | 320.0273 | 330.4993
[65 empty] | 9 | 50 | EL | >20% | DSO | … | … | new heating boilers - Investment | …-new heating boilers - Investment | 0 | 0
[65 empty] | 9 | 51 | EL | >20% | DSO | … | … | new heating boilers - Investment | …-new heating boilers - Investment | 0 | 0
[65 empty] | 10 | 1 | ES | <5% | TSO | Storage | Porous storage | Desulfurization and Drying - Investment | Porous storage-Desulfurization and Drying - Investment | 0.84228 | 4.9232
[65 empty] | 10 | 2 | ES | <5% | TSO | Industrie | 50% Chemical industry (material use), glass | Membrane for deblending - Investment | 50% Chemical industry (material use), glass-Membrane for deblending - Investment | 0.73717 | 0.67733
[65 empty] | 10 | 3 | ES | <5% | TSO | Industrie | 50% Chemical industry (material use), glass | Membrane for deblending - electr. demand | 50% Chemical industry (material use), glass-Membrane for deblending - electr. demand | 6.4576 | 6.3121
[65 empty] | 10 | 4 | ES | <5% | TSO | Industrie | 50% Chemical industry (material use), glass | Membrane for deblending - H2. use | 50% Chemical industry (material use), glass-Membrane for deblending - H2. use | 6.4576 | 3.5525
[65 empty] | 10 | 5 | ES | <5% | DSO | Industrie | 50% Chemical industry (material use), glass | Membrane for deblending - Investment | 50% Chemical industry (material use), glass-Membrane for deblending - Investment | 0.73717 | 0.67733
[65 empty] | 10 | 6 | ES | <5% | DSO | Industrie | 50% Chemical industry (material use), glass | Membrane for deblending - electr. demand | 50% Chemical industry (material use), glass-Membrane for deblending - electr. demand | 6.4576 | 6.3121
[65 empty] | 10 | 7 | ES | <5% | DSO | Industrie | 50% Chemical industry (material use), glass | Membrane for deblending - H2. use | 50% Chemical industry (material use), glass-Membrane for deblending - H2. use | 6.4576 | 3.5525
[65 empty] | 10 | 8 | ES | from 5 to 10% | TSO | End-use | Gas turbine for power generation (old stock) | Membrane for deblending - Investment | Gas turbine for power generation (old stock) -Membrane for deblending - Investment | 52.5783 | 81.4048
[65 empty] | 10 | 9 | ES | from 5 to 10% | TSO | End-use | Gas turbine for power generation (old stock) | Membrane for deblending - electr. demand | Gas turbine for power generation (old stock) -Membrane for deblending - electr. demand | 26.6599 | 26.0591
[65 empty] | 10 | 10 | ES | from 5 to 10% | TSO | End-use | Gas turbine for power generation (old stock) | Membrane for deblending - H2. use | Gas turbine for power generation (old stock) -Membrane for deblending - H2. use | 26.6599 | 29.3325
[65 empty] | 10 | 11 | ES | from 5 to 10% | TSO | Transmission | Gas turbine for gas grid - inkl. transit | Membrane for deblending - Investment | Gas turbine for gas grid - inkl. transit-Membrane for deblending - Investment | 1.5032 | 5.7075
[65 empty] | 10 | 12 | ES | from 5 to 10% | TSO | Transmission | Gas turbine for gas grid - inkl. transit | Membrane for deblending - electr. demand | Gas turbine for gas grid - inkl. transit-Membrane for deblending - electr. demand | 0.90964 | 0.9235
[65 empty] | 10 | 13 | ES | from 5 to 10% | TSO | Transmission | Gas turbine for gas grid - inkl. transit | Membrane for deblending - H2. use | Gas turbine for gas grid - inkl. transit-Membrane for deblending - H2. use | 0.90964 | 1.0008
[65 empty] | 10 | 14 | ES | from 5 to 10% | TSO | Storage | Gas turbine for storage (cavern + porous) | Membrane for deblending - Investment | Gas turbine for storage (cavern + porous)-Membrane for deblending - Investment | 0.060114 | 0.22825
[65 empty] | 10 | 15 | ES | from 5 to 10% | TSO | Storage | Gas turbine for storage (cavern + porous) | Membrane for deblending - electr. demand | Gas turbine for storage (cavern + porous)-Membrane for deblending - electr. demand | 0.12053 | 0.12237
[65 empty] | 10 | 16 | ES | from 5 to 10% | TSO | Storage | Gas turbine for storage (cavern + porous) | Membrane for deblending - H2. use | Gas turbine for storage (cavern + porous)-Membrane for deblending - H2. use | 0.12053 | 0.13262
[65 empty] | 10 | 17 | ES | from 5 to 10% | TSO | Industrie | 50% industrial high temperature application (>500°C without glass) | Calorific value adjustment - Investment | 50% industrial high temperature application (>500°C without glass)-Calorific value adjustment - Investment | 2.3309 | 12.6674
[65 empty] | 10 | 18 | ES | from 5 to 10% | TSO | Industrie | 50% industrial high temperature application (>500°C without glass) | Calorific value adjustment - LPG demand | 50% industrial high temperature application (>500°C without glass)-Calorific value adjustment - LPG demand | 20.4189 | 107.6218
[65 empty] | 10 | 19 | ES | from 5 to 10% | TSO | Transmission | Instalation of higher gas turbine capacities for compressors - inkl. transit and storage | Investment +30% of excisting capacity | Instalation of higher gas turbine capacities for compressors - inkl. transit and storage-Investment +30% of excisting capacity | 0.15477 | 23.6846
[65 empty] | 10 | 20 | ES | from 5 to 10% | TSO | Transmission | Instalation of higher gas turbine capacities for compressors - inkl. transit and storage | Gas demand +30% of excisting transport losses | Instalation of higher gas turbine capacities for compressors - inkl. transit and storage-Gas demand +30% of excisting transport losses | 0.30905 | 8.6612
[65 empty] | 10 | 21 | ES | from 5 to 10% | TSO | Storage | Gas pressure regulator storage withdrawal | +3% less energy required | Gas pressure regulator storage withdrawal- +3% less energy required | 0.00053286 | -0.014933
[65 empty] | 10 | 22 | ES | from 5 to 10% | TSO | Storage | H2 losses by drying | 5% of H2 | H2 losses by drying- 5% of H2 | 0.0452 | 2.26
[65 empty] | 10 | 23 | ES | from 5 to 10% | TSO | Transmission | Gas pressure regulator >40 to 16bar | +3% less energy required | Gas pressure regulator >40 to 16bar- +3% less energy required | 0.0048664 | -0.13638
[65 empty] | 10 | 24 | ES | from 5 to 10% | DSO | Industrie | 50% industrial high temperature application (>500°C without glass) | Calorific value adjustment - Investment | 50% industrial high temperature application (>500°C without glass)-Calorific value adjustment - Investment | 2.3309 | 12.6674
[65 empty] | 10 | 25 | ES | from 5 to 10% | DSO | Industrie | 50% industrial high temperature application (>500°C without glass) | Calorific value adjustment - LPG demand | 50% industrial high temperature application (>500°C without glass)-Calorific value adjustment - LPG demand | 20.4189 | 107.6218
[65 empty] | 10 | 26 | ES | from 5 to 10% | TSO | Transmission | gas chromatographs (GC) | Adaptation - Exchange helium | gas chromatographs (GC)-Adaptation - Exchange helium | 0.36934 | 2.9164
[65 empty] | 10 | 27 | ES | from 5 to 10% | DSO | Industrie | Chemical industry (material use), glass | Membrane for deblending - Investment | Chemical industry (material use), glass-Membrane for deblending - Investment | 1.4743 | 0.92802
[65 empty] | 10 | 28 | ES | from 5 to 10% | DSO | Industrie | Chemical industry (material use), glass | Membrane for deblending - H2. use | Chemical industry (material use), glass-Membrane for deblending - H2. use | 12.9153 | 7.105
[65 empty] | 10 | 29 | ES | from 10 to 20% | TSO | Transmission | compresor gas grid | Component exchange - 50% Investment | compresor gas grid-Component exchange - 50% Investment | 0.49605 | 44.7648
[65 empty] | 10 | 30 | ES | from 10 to 20% | TSO | Storage | compresor storage (cavern + porous) | Component exchange - 50% Investment | compresor storage (cavern + porous)-Component exchange - 50% Investment | 0.019838 | 1.7902
[65 empty] | 10 | 31 | ES | from 10 to 20% | TSO | Transmission | Instalation of higher gas turbine capacities for compressors - inkl. transit and storage | Investment +40% of excisting capacity | Instalation of higher gas turbine capacities for compressors - inkl. transit and storage-Investment +40% of excisting capacity | 0.20635 | 31.5795
[65 empty] | 10 | 32 | ES | from 10 to 20% | TSO | Transmission | Instalation of higher gas turbine capacities for compressors - inkl. transit and storage | Gas demand +40% of excisting transport losses | Instalation of higher gas turbine capacities for compressors - inkl. transit and storage-Gas demand +40% of excisting transport losses | 0.41207 | 11.5482
[65 empty] | 10 | 33 | ES | from 10 to 20% | TSO | Transmission | gas chromatographs (GC) | Adaptation - Exchange helium | gas chromatographs (GC)-Adaptation - Exchange helium | 0.36934 | 0
[65 empty] | 10 | 34 | ES | from 10 to 20% | DSO | End-use | CHP for power generation | Membrane for deblending - Investment | CHP for power generation-Membrane for deblending - Investment | 4.2234 | 10.5693
[65 empty] | 10 | 35 | ES | from 10 to 20% | DSO | End-use | CHP for power generation | Membrane for deblending - electr. demand | CHP for power generation-Membrane for deblending - electr. demand | 5.9077 | 5.7746
[65 empty] | 10 | 36 | ES | from 10 to 20% | DSO | End-use | CHP for power generation | Membrane for deblending - H2. use | CHP for power generation-Membrane for deblending - H2. use | 5.9077 | 12.9998
[65 empty] | 10 | 37 | ES | from 10 to 20% | TSO | Storage | Gas pressure regulator storage withdrawal | +5% less energy required | Gas pressure regulator storage withdrawal- +5% less energy required | 0.00088809 | -0.024889
[65 empty] | 10 | 38 | ES | from 10 to 20% | TSO | Storage | H2 losses by drying | 5% of H2 | H2 losses by drying- 5% of H2 | 0.0452 | 2.26
[65 empty] | 10 | 39 | ES | from 10 to 20% | TSO | Transmission | Gas pressure regulator >40 to 16bar | +5% less energy required | Gas pressure regulator >40 to 16bar- +5% less energy required | 0.0081107 | -0.2273
[65 empty] | 10 | 40 | ES | from 10 to 20% | DSO | Distribution | Gas pressure regulator | Exchange Gas pressure regulator - Investment | Gas pressure regulator-Exchange Gas pressure regulator - Investment | 6.8928 | 19.3359
[65 empty] | 10 | 41 | ES | from 10 to 20% | DSO | Distribution | gas chromatographs (GC) | Additional PCS Analysers for calorific value reconstruction system | gas chromatographs (GC)-Additional PCS Analysers for calorific value reconstruction system | 1.404 | 22.1727
[65 empty] | 10 | 42 | ES | from 10 to 20% | DSO | Distribution | Chemical industry (material use), glass | Membrane for deblending - Investment | Chemical industry (material use), glass-Membrane for deblending - Investment | 1.4743 | 1.407
[65 empty] | 10 | 43 | ES | from 10 to 20% | DSO | Distribution | Chemical industry (material use), glass | Membrane for deblending - H2. use | Chemical industry (material use), glass-Membrane for deblending - H2. use | 25.8306 | 28.4199
[65 empty] | 10 | 44 | ES | from 10 to 20% | DSO | Distribution | Gas turbine for power generation (old stock) | Membrane for deblending - Investment | Gas turbine for power generation (old stock) -Membrane for deblending - Investment | 52.5783 | 50.1762
[65 empty] | 10 | 45 | ES | from 10 to 20% | DSO | Distribution | Gas turbine for power generation (old stock) | Membrane for deblending - H2. use | Gas turbine for power generation (old stock) -Membrane for deblending - H2. use | 26.6599 | 29.3325
[65 empty] | 10 | 46 | ES | from 10 to 20% | DSO | Distribution | Gas turbine for grid and storage | Membrane for deblending - Investment | Gas turbine for grid and storage-Membrane for deblending - Investment | 1.5633 | 4.0592
[65 empty] | 10 | 47 | ES | from 10 to 20% | DSO | Distribution | Gas turbine for grid and storage | Membrane for deblending - H2. use | Gas turbine for grid and storage-Membrane for deblending - H2. use | 1.0302 | 1.1334
[65 empty] | 10 | 48 | ES | from 10 to 20% | DSO | Distribution | industrial high temperature application (>500°C without glass) | Calorific value adjustment - LPG demand | industrial high temperature application (>500°C without glass)-Calorific value adjustment - LPG demand | 40.8378 | 215.2436
[65 empty] | 10 | 49 | ES | >20% | DSO | End-use | boilers | new heating boilers - Investment | boilers-new heating boilers - Investment | 1862.0252 | 1922.9546
[65 empty] | 10 | 50 | ES | >20% | DSO | … | … | new heating boilers - Investment | …-new heating boilers - Investment | 0 | 0
[65 empty] | 10 | 51 | ES | >20% | DSO | … | … | new heating boilers - Investment | …-new heating boilers - Investment | 0 | 0
[65 empty] | 11 | 1 | FI | <5% | TSO | Storage | Porous storage | Desulfurization and Drying - Investment | Porous storage-Desulfurization and Drying - Investment | 0 | 0
[65 empty] | 11 | 2 | FI | <5% | TSO | Industrie | 50% Chemical industry (material use), glass | Membrane for deblending - Investment | 50% Chemical industry (material use), glass-Membrane for deblending - Investment | 0.022699 | 0.020856
[65 empty] | 11 | 3 | FI | <5% | TSO | Industrie | 50% Chemical industry (material use), glass | Membrane for deblending - electr. demand | 50% Chemical industry (material use), glass-Membrane for deblending - electr. demand | 0.19884 | 0.19436
[65 empty] | 11 | 4 | FI | <5% | TSO | Industrie | 50% Chemical industry (material use), glass | Membrane for deblending - H2. use | 50% Chemical industry (material use), glass-Membrane for deblending - H2. use | 0.19884 | 0.10939
[65 empty] | 11 | 5 | FI | <5% | DSO | Industrie | 50% Chemical industry (material use), glass | Membrane for deblending - Investment | 50% Chemical industry (material use), glass-Membrane for deblending - Investment | 0.022699 | 0.020856
[65 empty] | 11 | 6 | FI | <5% | DSO | Industrie | 50% Chemical industry (material use), glass | Membrane for deblending - electr. demand | 50% Chemical industry (material use), glass-Membrane for deblending - electr. demand | 0.19884 | 0.19436
[65 empty] | 11 | 7 | FI | <5% | DSO | Industrie | 50% Chemical industry (material use), glass | Membrane for deblending - H2. use | 50% Chemical industry (material use), glass-Membrane for deblending - H2. use | 0.19884 | 0.10939
[65 empty] | 11 | 8 | FI | from 5 to 10% | TSO | End-use | Gas turbine for power generation (old stock) | Membrane for deblending - Investment | Gas turbine for power generation (old stock) -Membrane for deblending - Investment | 1.5419 | 2.3872
[65 empty] | 11 | 9 | FI | from 5 to 10% | TSO | End-use | Gas turbine for power generation (old stock) | Membrane for deblending - electr. demand | Gas turbine for power generation (old stock) -Membrane for deblending - electr. demand | 4.7083 | 4.6022
[65 empty] | 11 | 10 | FI | from 5 to 10% | TSO | End-use | Gas turbine for power generation (old stock) | Membrane for deblending - H2. use | Gas turbine for power generation (old stock) -Membrane for deblending - H2. use | 4.7083 | 5.1803
[65 empty] | 11 | 11 | FI | from 5 to 10% | TSO | Transmission | Gas turbine for gas grid - inkl. transit | Membrane for deblending - Investment | Gas turbine for gas grid - inkl. transit-Membrane for deblending - Investment | 0.14942 | 0.56736
[65 empty] | 11 | 12 | FI | from 5 to 10% | TSO | Transmission | Gas turbine for gas grid - inkl. transit | Membrane for deblending - electr. demand | Gas turbine for gas grid - inkl. transit-Membrane for deblending - electr. demand | 0.090424 | 0.091801
[65 empty] | 11 | 13 | FI | from 5 to 10% | TSO | Transmission | Gas turbine for gas grid - inkl. transit | Membrane for deblending - H2. use | Gas turbine for gas grid - inkl. transit-Membrane for deblending - H2. use | 0.090424 | 0.099488
[65 empty] | 11 | 14 | FI | from 5 to 10% | TSO | Storage | Gas turbine for storage (cavern + porous) | Membrane for deblending - Investment | Gas turbine for storage (cavern + porous)-Membrane for deblending - Investment | 0 | 0
[65 empty] | 11 | 15 | FI | from 5 to 10% | TSO | Storage | Gas turbine for storage (cavern + porous) | Membrane for deblending - electr. demand | Gas turbine for storage (cavern + porous)-Membrane for deblending - electr. demand | 0 | 0
[65 empty] | 11 | 16 | FI | from 5 to 10% | TSO | Storage | Gas turbine for storage (cavern + porous) | Membrane for deblending - H2. use | Gas turbine for storage (cavern + porous)-Membrane for deblending - H2. use | 0 | 0
[65 empty] | 11 | 17 | FI | from 5 to 10% | TSO | Industrie | 50% industrial high temperature application (>500°C without glass) | Calorific value adjustment - Investment | 50% industrial high temperature application (>500°C without glass)-Calorific value adjustment - Investment | 0.11173 | 0.60718
[65 empty] | 11 | 18 | FI | from 5 to 10% | TSO | Industrie | 50% industrial high temperature application (>500°C without glass) | Calorific value adjustment - LPG demand | 50% industrial high temperature application (>500°C without glass)-Calorific value adjustment - LPG demand | 0.97872 | 5.1586
[65 empty] | 11 | 19 | FI | from 5 to 10% | TSO | Transmission | Instalation of higher gas turbine capacities for compressors - inkl. transit and storage | Investment +30% of excisting capacity | Instalation of higher gas turbine capacities for compressors - inkl. transit and storage-Investment +30% of excisting capacity | 0.014793 | 2.2639
[65 empty] | 11 | 20 | FI | from 5 to 10% | TSO | Transmission | Instalation of higher gas turbine capacities for compressors - inkl. transit and storage | Gas demand +30% of excisting transport losses | Instalation of higher gas turbine capacities for compressors - inkl. transit and storage-Gas demand +30% of excisting transport losses | 0.027127 | 0.76023
[65 empty] | 11 | 21 | FI | from 5 to 10% | TSO | Storage | Gas pressure regulator storage withdrawal | +3% less energy required | Gas pressure regulator storage withdrawal- +3% less energy required | 0 | 0
[65 empty] | 11 | 22 | FI | from 5 to 10% | TSO | Storage | H2 losses by drying | 5% of H2 | H2 losses by drying- 5% of H2 | 0 | 0
[65 empty] | 11 | 23 | FI | from 5 to 10% | TSO | Transmission | Gas pressure regulator >40 to 16bar | +3% less energy required | Gas pressure regulator >40 to 16bar- +3% less energy required | 0.00069663 | -0.019523
[65 empty] | 11 | 24 | FI | from 5 to 10% | DSO | Industrie | 50% industrial high temperature application (>500°C without glass) | Calorific value adjustment - Investment | 50% industrial high temperature application (>500°C without glass)-Calorific value adjustment - Investment | 0.11173 | 0.60718
[65 empty] | 11 | 25 | FI | from 5 to 10% | DSO | Industrie | 50% industrial high temperature application (>500°C without glass) | Calorific value adjustment - LPG demand | 50% industrial high temperature application (>500°C without glass)-Calorific value adjustment - LPG demand | 0.97872 | 5.1586
[65 empty] | 11 | 26 | FI | from 5 to 10% | TSO | Transmission | gas chromatographs (GC) | Adaptation - Exchange helium | gas chromatographs (GC)-Adaptation - Exchange helium | 0.019416 | 0.15331
[65 empty] | 11 | 27 | FI | from 5 to 10% | DSO | Industrie | Chemical industry (material use), glass | Membrane for deblending - Investment | Chemical industry (material use), glass-Membrane for deblending - Investment | 0.045397 | 0.028575
[65 empty] | 11 | 28 | FI | from 5 to 10% | DSO | Industrie | Chemical industry (material use), glass | Membrane for deblending - H2. use | Chemical industry (material use), glass-Membrane for deblending - H2. use | 0.39768 | 0.21877
[65 empty] | 11 | 29 | FI | from 10 to 20% | TSO | Transmission | compresor gas grid | Component exchange - 50% Investment | compresor gas grid-Component exchange - 50% Investment | 0.04931 | 4.4499
[65 empty] | 11 | 30 | FI | from 10 to 20% | TSO | Storage | compresor storage (cavern + porous) | Component exchange - 50% Investment | compresor storage (cavern + porous)-Component exchange - 50% Investment | 0 | 0
[65 empty] | 11 | 31 | FI | from 10 to 20% | TSO | Transmission | Instalation of higher gas turbine capacities for compressors - inkl. transit and storage | Investment +40% of excisting capacity | Instalation of higher gas turbine capacities for compressors - inkl. transit and storage-Investment +40% of excisting capacity | 0.019724 | 3.0185
[65 empty] | 11 | 32 | FI | from 10 to 20% | TSO | Transmission | Instalation of higher gas turbine capacities for compressors - inkl. transit and storage | Gas demand +40% of excisting transport losses | Instalation of higher gas turbine capacities for compressors - inkl. transit and storage-Gas demand +40% of excisting transport losses | 0.03617 | 1.0136
[65 empty] | 11 | 33 | FI | from 10 to 20% | TSO | Transmission | gas chromatographs (GC) | Adaptation - Exchange helium | gas chromatographs (GC)-Adaptation - Exchange helium | 0.019416 | 0
[65 empty] | 11 | 34 | FI | from 10 to 20% | DSO | End-use | CHP for power generation | Membrane for deblending - Investment | CHP for power generation-Membrane for deblending - Investment | 1.3504 | 3.3795
[65 empty] | 11 | 35 | FI | from 10 to 20% | DSO | End-use | CHP for power generation | Membrane for deblending - electr. demand | CHP for power generation-Membrane for deblending - electr. demand | 4.4916 | 4.3904
[65 empty] | 11 | 36 | FI | from 10 to 20% | DSO | End-use | CHP for power generation | Membrane for deblending - H2. use | CHP for power generation-Membrane for deblending - H2. use | 4.4916 | 9.8838
[65 empty] | 11 | 37 | FI | from 10 to 20% | TSO | Storage | Gas pressure regulator storage withdrawal | +5% less energy required | Gas pressure regulator storage withdrawal- +5% less energy required | 0 | 0
[65 empty] | 11 | 38 | FI | from 10 to 20% | TSO | Storage | H2 losses by drying | 5% of H2 | H2 losses by drying- 5% of H2 | 0 | 0
[65 empty] | 11 | 39 | FI | from 10 to 20% | TSO | Transmission | Gas pressure regulator >40 to 16bar | +5% less energy required | Gas pressure regulator >40 to 16bar- +5% less energy required | 0.001161 | -0.032538
[65 empty] | 11 | 40 | FI | from 10 to 20% | DSO | Distribution | Gas pressure regulator | Exchange Gas pressure regulator - Investment | Gas pressure regulator-Exchange Gas pressure regulator - Investment | 0.15806 | 0.44339
[65 empty] | 11 | 41 | FI | from 10 to 20% | DSO | Distribution | gas chromatographs (GC) | Additional PCS Analysers for calorific value reconstruction system | gas chromatographs (GC)-Additional PCS Analysers for calorific value reconstruction system | 0.032195 | 0.50844
[65 empty] | 11 | 42 | FI | from 10 to 20% | DSO | Distribution | Chemical industry (material use), glass | Membrane for deblending - Investment | Chemical industry (material use), glass-Membrane for deblending - Investment | 0.045397 | 0.043323
[65 empty] | 11 | 43 | FI | from 10 to 20% | DSO | Distribution | Chemical industry (material use), glass | Membrane for deblending - H2. use | Chemical industry (material use), glass-Membrane for deblending - H2. use | 0.79536 | 0.87509
[65 empty] | 11 | 44 | FI | from 10 to 20% | DSO | Distribution | Gas turbine for power generation (old stock) | Membrane for deblending - Investment | Gas turbine for power generation (old stock) -Membrane for deblending - Investment | 1.5419 | 1.4714
[65 empty] | 11 | 45 | FI | from 10 to 20% | DSO | Distribution | Gas turbine for power generation (old stock) | Membrane for deblending - H2. use | Gas turbine for power generation (old stock) -Membrane for deblending - H2. use | 4.7083 | 5.1803
[65 empty] | 11 | 46 | FI | from 10 to 20% | DSO | Distribution | Gas turbine for grid and storage | Membrane for deblending - Investment | Gas turbine for grid and storage-Membrane for deblending - Investment | 0.14942 | 0.38799
[65 empty] | 11 | 47 | FI | from 10 to 20% | DSO | Distribution | Gas turbine for grid and storage | Membrane for deblending - H2. use | Gas turbine for grid and storage-Membrane for deblending - H2. use | 0.090424 | 0.099488
[65 empty] | 11 | 48 | FI | from 10 to 20% | DSO | Distribution | industrial high temperature application (>500°C without glass) | Calorific value adjustment - LPG demand | industrial high temperature application (>500°C without glass)-Calorific value adjustment - LPG demand | 1.9574 | 10.3171
[65 empty] | 11 | 49 | FI | >20% | DSO | End-use | boilers | new heating boilers - Investment | boilers-new heating boilers - Investment | 10.9494 | 11.3077
[65 empty] | 11 | 50 | FI | >20% | DSO | … | … | new heating boilers - Investment | …-new heating boilers - Investment | 0 | 0
[65 empty] | 11 | 51 | FI | >20% | DSO | … | … | new heating boilers - Investment | …-new heating boilers - Investment | 0 | 0
[65 empty] | 12 | 1 | FR | <5% | TSO | Storage | Porous storage | Desulfurization and Drying - Investment | Porous storage-Desulfurization and Drying - Investment | 7.3194 | 42.7822
[65 empty] | 12 | 2 | FR | <5% | TSO | Industrie | 50% Chemical industry (material use), glass | Membrane for deblending - Investment | 50% Chemical industry (material use), glass-Membrane for deblending - Investment | 0.97013 | 0.89138
[65 empty] | 12 | 3 | FR | <5% | TSO | Industrie | 50% Chemical industry (material use), glass | Membrane for deblending - electr. demand | 50% Chemical industry (material use), glass-Membrane for deblending - electr. demand | 8.4984 | 8.3069
[65 empty] | 12 | 4 | FR | <5% | TSO | Industrie | 50% Chemical industry (material use), glass | Membrane for deblending - H2. use | 50% Chemical industry (material use), glass-Membrane for deblending - H2. use | 8.4984 | 4.6751
[65 empty] | 12 | 5 | FR | <5% | DSO | Industrie | 50% Chemical industry (material use), glass | Membrane for deblending - Investment | 50% Chemical industry (material use), glass-Membrane for deblending - Investment | 0.97013 | 0.89138
[65 empty] | 12 | 6 | FR | <5% | DSO | Industrie | 50% Chemical industry (material use), glass | Membrane for deblending - electr. demand | 50% Chemical industry (material use), glass-Membrane for deblending - electr. demand | 8.4984 | 8.3069
[65 empty] | 12 | 7 | FR | <5% | DSO | Industrie | 50% Chemical industry (material use), glass | Membrane for deblending - H2. use | 50% Chemical industry (material use), glass-Membrane for deblending - H2. use | 8.4984 | 4.6751
[65 empty] | 12 | 8 | FR | from 5 to 10% | TSO | End-use | Gas turbine for power generation (old stock) | Membrane for deblending - Investment | Gas turbine for power generation (old stock) -Membrane for deblending - Investment | 15.4011 | 23.8448
[65 empty] | 12 | 9 | FR | from 5 to 10% | TSO | End-use | Gas turbine for power generation (old stock) | Membrane for deblending - electr. demand | Gas turbine for power generation (old stock) -Membrane for deblending - electr. demand | 21.7123 | 21.223
[65 empty] | 12 | 10 | FR | from 5 to 10% | TSO | End-use | Gas turbine for power generation (old stock) | Membrane for deblending - H2. use | Gas turbine for power generation (old stock) -Membrane for deblending - H2. use | 21.7123 | 23.8888
[65 empty] | 12 | 11 | FR | from 5 to 10% | TSO | Transmission | Gas turbine for gas grid - inkl. transit | Membrane for deblending - Investment | Gas turbine for gas grid - inkl. transit-Membrane for deblending - Investment | 1.9587 | 7.4372
[65 empty] | 12 | 12 | FR | from 5 to 10% | TSO | Transmission | Gas turbine for gas grid - inkl. transit | Membrane for deblending - electr. demand | Gas turbine for gas grid - inkl. transit-Membrane for deblending - electr. demand | 1.1853 | 1.2034
[65 empty] | 12 | 13 | FR | from 5 to 10% | TSO | Transmission | Gas turbine for gas grid - inkl. transit | Membrane for deblending - H2. use | Gas turbine for gas grid - inkl. transit-Membrane for deblending - H2. use | 1.1853 | 1.3041
[65 empty] | 12 | 14 | FR | from 5 to 10% | TSO | Storage | Gas turbine for storage (cavern + porous) | Membrane for deblending - Investment | Gas turbine for storage (cavern + porous)-Membrane for deblending - Investment | 0.61066 | 2.3187
[65 empty] | 12 | 15 | FR | from 5 to 10% | TSO | Storage | Gas turbine for storage (cavern + porous) | Membrane for deblending - electr. demand | Gas turbine for storage (cavern + porous)-Membrane for deblending - electr. demand | 0.51724 | 0.52512
[65 empty] | 12 | 16 | FR | from 5 to 10% | TSO | Storage | Gas turbine for storage (cavern + porous) | Membrane for deblending - H2. use | Gas turbine for storage (cavern + porous)-Membrane for deblending - H2. use | 0.51724 | 0.56909
[65 empty] | 12 | 17 | FR | from 5 to 10% | TSO | Industrie | 50% industrial high temperature application (>500°C without glass) | Calorific value adjustment - Investment | 50% industrial high temperature application (>500°C without glass)-Calorific value adjustment - Investment | 2.1821 | 11.8585
[65 empty] | 12 | 18 | FR | from 5 to 10% | TSO | Industrie | 50% industrial high temperature application (>500°C without glass) | Calorific value adjustment - LPG demand | 50% industrial high temperature application (>500°C without glass)-Calorific value adjustment - LPG demand | 19.115 | 100.7494
[65 empty] | 12 | 19 | FR | from 5 to 10% | TSO | Transmission | Instalation of higher gas turbine capacities for compressors - inkl. transit and storage | Investment +30% of excisting capacity | Instalation of higher gas turbine capacities for compressors - inkl. transit and storage-Investment +30% of excisting capacity | 0.25437 | 38.9273
[65 empty] | 12 | 20 | FR | from 5 to 10% | TSO | Transmission | Instalation of higher gas turbine capacities for compressors - inkl. transit and storage | Gas demand +30% of excisting transport losses | Instalation of higher gas turbine capacities for compressors - inkl. transit and storage-Gas demand +30% of excisting transport losses | 0.51077 | 14.3142
[65 empty] | 12 | 21 | FR | from 5 to 10% | TSO | Storage | Gas pressure regulator storage withdrawal | +3% less energy required | Gas pressure regulator storage withdrawal- +3% less energy required | 0.0022866 | -0.064082
[65 empty] | 12 | 22 | FR | from 5 to 10% | TSO | Storage | H2 losses by drying | 5% of H2 | H2 losses by drying- 5% of H2 | 0.19397 | 9.6983
[65 empty] | 12 | 23 | FR | from 5 to 10% | TSO | Transmission | Gas pressure regulator >40 to 16bar | +3% less energy required | Gas pressure regulator >40 to 16bar- +3% less energy required | 0.0078032 | -0.21869
[65 empty] | 12 | 24 | FR | from 5 to 10% | DSO | Industrie | 50% industrial high temperature application (>500°C without glass) | Calorific value adjustment - Investment | 50% industrial high temperature application (>500°C without glass)-Calorific value adjustment - Investment | 2.1821 | 11.8585
[65 empty] | 12 | 25 | FR | from 5 to 10% | DSO | Industrie | 50% industrial high temperature application (>500°C without glass) | Calorific value adjustment - LPG demand | 50% industrial high temperature application (>500°C without glass)-Calorific value adjustment - LPG demand | 19.115 | 100.7494
[65 empty] | 12 | 26 | FR | from 5 to 10% | TSO | Transmission | gas chromatographs (GC) | Adaptation - Exchange helium | gas chromatographs (GC)-Adaptation - Exchange helium | 0.56198 | 4.4375
[65 empty] | 12 | 27 | FR | from 5 to 10% | DSO | Industrie | Chemical industry (material use), glass | Membrane for deblending - Investment | Chemical industry (material use), glass-Membrane for deblending - Investment | 1.9403 | 1.2213
[65 empty] | 12 | 28 | FR | from 5 to 10% | DSO | Industrie | Chemical industry (material use), glass | Membrane for deblending - H2. use | Chemical industry (material use), glass-Membrane for deblending - H2. use | 16.9968 | 9.3503
[65 empty] | 12 | 29 | FR | from 10 to 20% | TSO | Transmission | compresor gas grid | Component exchange - 50% Investment | compresor gas grid-Component exchange - 50% Investment | 0.64638 | 58.3308
[65 empty] | 12 | 30 | FR | from 10 to 20% | TSO | Storage | compresor storage (cavern + porous) | Component exchange - 50% Investment | compresor storage (cavern + porous)-Component exchange - 50% Investment | 0.20152 | 18.1855
[65 empty] | 12 | 31 | FR | from 10 to 20% | TSO | Transmission | Instalation of higher gas turbine capacities for compressors - inkl. transit and storage | Investment +40% of excisting capacity | Instalation of higher gas turbine capacities for compressors - inkl. transit and storage-Investment +40% of excisting capacity | 0.33916 | 51.9031
[65 empty] | 12 | 32 | FR | from 10 to 20% | TSO | Transmission | Instalation of higher gas turbine capacities for compressors - inkl. transit and storage | Gas demand +40% of excisting transport losses | Instalation of higher gas turbine capacities for compressors - inkl. transit and storage-Gas demand +40% of excisting transport losses | 0.68102 | 19.0855
[65 empty] | 12 | 33 | FR | from 10 to 20% | TSO | Transmission | gas chromatographs (GC) | Adaptation - Exchange helium | gas chromatographs (GC)-Adaptation - Exchange helium | 0.56198 | 0
[65 empty] | 12 | 34 | FR | from 10 to 20% | DSO | End-use | CHP for power generation | Membrane for deblending - Investment | CHP for power generation-Membrane for deblending - Investment | 3.5321 | 8.8394
[65 empty] | 12 | 35 | FR | from 10 to 20% | DSO | End-use | CHP for power generation | Membrane for deblending - electr. demand | CHP for power generation-Membrane for deblending - electr. demand | 8.5438 | 8.3513
[65 empty] | 12 | 36 | FR | from 10 to 20% | DSO | End-use | CHP for power generation | Membrane for deblending - H2. use | CHP for power generation-Membrane for deblending - H2. use | 8.5438 | 18.8006
[65 empty] | 12 | 37 | FR | from 10 to 20% | TSO | Storage | Gas pressure regulator storage withdrawal | +5% less energy required | Gas pressure regulator storage withdrawal- +5% less energy required | 0.003811 | -0.1068
[65 empty] | 12 | 38 | FR | from 10 to 20% | TSO | Storage | H2 losses by drying | 5% of H2 | H2 losses by drying- 5% of H2 | 0.19397 | 9.6983
[65 empty] | 12 | 39 | FR | from 10 to 20% | TSO | Transmission | Gas pressure regulator >40 to 16bar | +5% less energy required | Gas pressure regulator >40 to 16bar- +5% less energy required | 0.013005 | -0.36448
[65 empty] | 12 | 40 | FR | from 10 to 20% | DSO | Distribution | Gas pressure regulator | Exchange Gas pressure regulator - Investment | Gas pressure regulator-Exchange Gas pressure regulator - Investment | 15.7754 | 44.2535
[65 empty] | 12 | 41 | FR | from 10 to 20% | DSO | Distribution | gas chromatographs (GC) | Additional PCS Analysers for calorific value reconstruction system | gas chromatographs (GC)-Additional PCS Analysers for calorific value reconstruction system | 3.2133 | 50.746
[65 empty] | 12 | 42 | FR | from 10 to 20% | DSO | Distribution | Chemical industry (material use), glass | Membrane for deblending - Investment | Chemical industry (material use), glass-Membrane for deblending - Investment | 1.9403 | 1.8516
[65 empty] | 12 | 43 | FR | from 10 to 20% | DSO | Distribution | Chemical industry (material use), glass | Membrane for deblending - H2. use | Chemical industry (material use), glass-Membrane for deblending - H2. use | 33.9935 | 37.4012
[65 empty] | 12 | 44 | FR | from 10 to 20% | DSO | Distribution | Gas turbine for power generation (old stock) | Membrane for deblending - Investment | Gas turbine for power generation (old stock) -Membrane for deblending - Investment | 15.4011 | 14.6975
[65 empty] | 12 | 45 | FR | from 10 to 20% | DSO | Distribution | Gas turbine for power generation (old stock) | Membrane for deblending - H2. use | Gas turbine for power generation (old stock) -Membrane for deblending - H2. use | 21.7123 | 23.8888
[65 empty] | 12 | 46 | FR | from 10 to 20% | DSO | Distribution | Gas turbine for grid and storage | Membrane for deblending - Investment | Gas turbine for grid and storage-Membrane for deblending - Investment | 2.5694 | 6.6716
[65 empty] | 12 | 47 | FR | from 10 to 20% | DSO | Distribution | Gas turbine for grid and storage | Membrane for deblending - H2. use | Gas turbine for grid and storage-Membrane for deblending - H2. use | 1.7026 | 1.8732
[65 empty] | 12 | 48 | FR | from 10 to 20% | DSO | Distribution | industrial high temperature application (>500°C without glass) | Calorific value adjustment - LPG demand | industrial high temperature application (>500°C without glass)-Calorific value adjustment - LPG demand | 38.23 | 201.4988
[65 empty] | 12 | 49 | FR | >20% | DSO | End-use | boilers | new heating boilers - Investment | boilers-new heating boilers - Investment | 2526.1999 | 2608.8624
[65 empty] | 12 | 50 | FR | >20% | DSO | … | … | new heating boilers - Investment | …-new heating boilers - Investment | 0 | 0
[65 empty] | 12 | 51 | FR | >20% | DSO | … | … | new heating boilers - Investment | …-new heating boilers - Investment | 0 | 0
[65 empty] | 13 | 1 | HR | <5% | TSO | Storage | Porous storage | Desulfurization and Drying - Investment | Porous storage-Desulfurization and Drying - Investment | 0.32423 | 1.8951
[65 empty] | 13 | 2 | HR | <5% | TSO | Industrie | 50% Chemical industry (material use), glass | Membrane for deblending - Investment | 50% Chemical industry (material use), glass-Membrane for deblending - Investment | 0.27903 | 0.25638
[65 empty] | 13 | 3 | HR | <5% | TSO | Industrie | 50% Chemical industry (material use), glass | Membrane for deblending - electr. demand | 50% Chemical industry (material use), glass-Membrane for deblending - electr. demand | 2.4443 | 2.3892
[65 empty] | 13 | 4 | HR | <5% | TSO | Industrie | 50% Chemical industry (material use), glass | Membrane for deblending - H2. use | 50% Chemical industry (material use), glass-Membrane for deblending - H2. use | 2.4443 | 1.3447
[65 empty] | 13 | 5 | HR | <5% | DSO | Industrie | 50% Chemical industry (material use), glass | Membrane for deblending - Investment | 50% Chemical industry (material use), glass-Membrane for deblending - Investment | 0.27903 | 0.25638
[65 empty] | 13 | 6 | HR | <5% | DSO | Industrie | 50% Chemical industry (material use), glass | Membrane for deblending - electr. demand | 50% Chemical industry (material use), glass-Membrane for deblending - electr. demand | 2.4443 | 2.3892
[65 empty] | 13 | 7 | HR | <5% | DSO | Industrie | 50% Chemical industry (material use), glass | Membrane for deblending - H2. use | 50% Chemical industry (material use), glass-Membrane for deblending - H2. use | 2.4443 | 1.3447
[65 empty] | 13 | 8 | HR | from 5 to 10% | TSO | End-use | Gas turbine for power generation (old stock) | Membrane for deblending - Investment | Gas turbine for power generation (old stock) -Membrane for deblending - Investment | 0.84519 | 1.3086
[65 empty] | 13 | 9 | HR | from 5 to 10% | TSO | End-use | Gas turbine for power generation (old stock) | Membrane for deblending - electr. demand | Gas turbine for power generation (old stock) -Membrane for deblending - electr. demand | 1.7189 | 1.6802
[65 empty] | 13 | 10 | HR | from 5 to 10% | TSO | End-use | Gas turbine for power generation (old stock) | Membrane for deblending - H2. use | Gas turbine for power generation (old stock) -Membrane for deblending - H2. use | 1.7189 | 1.8913
[65 empty] | 13 | 11 | HR | from 5 to 10% | TSO | Transmission | Gas turbine for gas grid - inkl. transit | Membrane for deblending - Investment | Gas turbine for gas grid - inkl. transit-Membrane for deblending - Investment | 0.13005 | 0.4938
[65 empty] | 13 | 12 | HR | from 5 to 10% | TSO | Transmission | Gas turbine for gas grid - inkl. transit | Membrane for deblending - electr. demand | Gas turbine for gas grid - inkl. transit-Membrane for deblending - electr. demand | 0.0787 | 0.079899
[65 empty] | 13 | 13 | HR | from 5 to 10% | TSO | Transmission | Gas turbine for gas grid - inkl. transit | Membrane for deblending - H2. use | Gas turbine for gas grid - inkl. transit-Membrane for deblending - H2. use | 0.0787 | 0.08659
[65 empty] | 13 | 14 | HR | from 5 to 10% | TSO | Storage | Gas turbine for storage (cavern + porous) | Membrane for deblending - Investment | Gas turbine for storage (cavern + porous)-Membrane for deblending - Investment | 0.028762 | 0.10921
[65 empty] | 13 | 15 | HR | from 5 to 10% | TSO | Storage | Gas turbine for storage (cavern + porous) | Membrane for deblending - electr. demand | Gas turbine for storage (cavern + porous)-Membrane for deblending - electr. demand | 0.024182 | 0.02455
[65 empty] | 13 | 16 | HR | from 5 to 10% | TSO | Storage | Gas turbine for storage (cavern + porous) | Membrane for deblending - H2. use | Gas turbine for storage (cavern + porous)-Membrane for deblending - H2. use | 0.024182 | 0.026606
[65 empty] | 13 | 17 | HR | from 5 to 10% | TSO | Industrie | 50% industrial high temperature application (>500°C without glass) | Calorific value adjustment - Investment | 50% industrial high temperature application (>500°C without glass)-Calorific value adjustment - Investment | 0.13654 | 0.742
[65 empty] | 13 | 18 | HR | from 5 to 10% | TSO | Industrie | 50% industrial high temperature application (>500°C without glass) | Calorific value adjustment - LPG demand | 50% industrial high temperature application (>500°C without glass)-Calorific value adjustment - LPG demand | 1.196 | 6.304
[65 empty] | 13 | 19 | HR | from 5 to 10% | TSO | Transmission | Instalation of higher gas turbine capacities for compressors - inkl. transit and storage | Investment +30% of excisting capacity | Instalation of higher gas turbine capacities for compressors - inkl. transit and storage-Investment +30% of excisting capacity | 0.015723 | 2.4061
[65 empty] | 13 | 20 | HR | from 5 to 10% | TSO | Transmission | Instalation of higher gas turbine capacities for compressors - inkl. transit and storage | Gas demand +30% of excisting transport losses | Instalation of higher gas turbine capacities for compressors - inkl. transit and storage-Gas demand +30% of excisting transport losses | 0.030865 | 0.86498
[65 empty] | 13 | 21 | HR | from 5 to 10% | TSO | Storage | Gas pressure regulator storage withdrawal | +3% less energy required | Gas pressure regulator storage withdrawal- +3% less energy required | 0.0001069 | -0.0029959
[65 empty] | 13 | 22 | HR | from 5 to 10% | TSO | Storage | H2 losses by drying | 5% of H2 | H2 losses by drying- 5% of H2 | 0.0090682 | 0.45341
[65 empty] | 13 | 23 | HR | from 5 to 10% | TSO | Transmission | Gas pressure regulator >40 to 16bar | +3% less energy required | Gas pressure regulator >40 to 16bar- +3% less energy required | 0.0006254 | -0.017527
[65 empty] | 13 | 24 | HR | from 5 to 10% | DSO | Industrie | 50% industrial high temperature application (>500°C without glass) | Calorific value adjustment - Investment | 50% industrial high temperature application (>500°C without glass)-Calorific value adjustment - Investment | 0.13654 | 0.742
[65 empty] | 13 | 25 | HR | from 5 to 10% | DSO | Industrie | 50% industrial high temperature application (>500°C without glass) | Calorific value adjustment - LPG demand | 50% industrial high temperature application (>500°C without glass)-Calorific value adjustment - LPG demand | 1.196 | 6.304
[65 empty] | 13 | 26 | HR | from 5 to 10% | TSO | Transmission | gas chromatographs (GC) | Adaptation - Exchange helium | gas chromatographs (GC)-Adaptation - Exchange helium | 0.04022 | 0.31759
[65 empty] | 13 | 27 | HR | from 5 to 10% | DSO | Industrie | Chemical industry (material use), glass | Membrane for deblending - Investment | Chemical industry (material use), glass-Membrane for deblending - Investment | 0.55806 | 0.35127
[65 empty] | 13 | 28 | HR | from 5 to 10% | DSO | Industrie | Chemical industry (material use), glass | Membrane for deblending - H2. use | Chemical industry (material use), glass-Membrane for deblending - H2. use | 4.8886 | 2.6893
[65 empty] | 13 | 29 | HR | from 10 to 20% | TSO | Transmission | compresor gas grid | Component exchange - 50% Investment | compresor gas grid-Component exchange - 50% Investment | 0.042917 | 3.873
[65 empty] | 13 | 30 | HR | from 10 to 20% | TSO | Storage | compresor storage (cavern + porous) | Component exchange - 50% Investment | compresor storage (cavern + porous)-Component exchange - 50% Investment | 0.0094916 | 0.85655
[65 empty] | 13 | 31 | HR | from 10 to 20% | TSO | Transmission | Instalation of higher gas turbine capacities for compressors - inkl. transit and storage | Investment +40% of excisting capacity | Instalation of higher gas turbine capacities for compressors - inkl. transit and storage-Investment +40% of excisting capacity | 0.020963 | 3.2081
[65 empty] | 13 | 32 | HR | from 10 to 20% | TSO | Transmission | Instalation of higher gas turbine capacities for compressors - inkl. transit and storage | Gas demand +40% of excisting transport losses | Instalation of higher gas turbine capacities for compressors - inkl. transit and storage-Gas demand +40% of excisting transport losses | 0.041153 | 1.1533
[65 empty] | 13 | 33 | HR | from 10 to 20% | TSO | Transmission | gas chromatographs (GC) | Adaptation - Exchange helium | gas chromatographs (GC)-Adaptation - Exchange helium | 0.04022 | 0
[65 empty] | 13 | 34 | HR | from 10 to 20% | DSO | End-use | CHP for power generation | Membrane for deblending - Investment | CHP for power generation-Membrane for deblending - Investment | 0.58362 | 1.4606
[65 empty] | 13 | 35 | HR | from 10 to 20% | DSO | End-use | CHP for power generation | Membrane for deblending - electr. demand | CHP for power generation-Membrane for deblending - electr. demand | 1.0256 | 1.0025
[65 empty] | 13 | 36 | HR | from 10 to 20% | DSO | End-use | CHP for power generation | Membrane for deblending - H2. use | CHP for power generation-Membrane for deblending - H2. use | 1.0256 | 2.2568
[65 empty] | 13 | 37 | HR | from 10 to 20% | TSO | Storage | Gas pressure regulator storage withdrawal | +5% less energy required | Gas pressure regulator storage withdrawal- +5% less energy required | 0.00017817 | -0.0049932
[65 empty] | 13 | 38 | HR | from 10 to 20% | TSO | Storage | H2 losses by drying | 5% of H2 | H2 losses by drying- 5% of H2 | 0.0090682 | 0.45341
[65 empty] | 13 | 39 | HR | from 10 to 20% | TSO | Transmission | Gas pressure regulator >40 to 16bar | +5% less energy required | Gas pressure regulator >40 to 16bar- +5% less energy required | 0.0010423 | -0.029211
[65 empty] | 13 | 40 | HR | from 10 to 20% | DSO | Distribution | Gas pressure regulator | Exchange Gas pressure regulator - Investment | Gas pressure regulator-Exchange Gas pressure regulator - Investment | 1.5285 | 4.2879
[65 empty] | 13 | 41 | HR | from 10 to 20% | DSO | Distribution | gas chromatographs (GC) | Additional PCS Analysers for calorific value reconstruction system | gas chromatographs (GC)-Additional PCS Analysers for calorific value reconstruction system | 0.31135 | 4.917
[65 empty] | 13 | 42 | HR | from 10 to 20% | DSO | Distribution | Chemical industry (material use), glass | Membrane for deblending - Investment | Chemical industry (material use), glass-Membrane for deblending - Investment | 0.55806 | 0.53257
[65 empty] | 13 | 43 | HR | from 10 to 20% | DSO | Distribution | Chemical industry (material use), glass | Membrane for deblending - H2. use | Chemical industry (material use), glass-Membrane for deblending - H2. use | 9.7773 | 10.7574
[65 empty] | 13 | 44 | HR | from 10 to 20% | DSO | Distribution | Gas turbine for power generation (old stock) | Membrane for deblending - Investment | Gas turbine for power generation (old stock) -Membrane for deblending - Investment | 0.84519 | 0.80658
[65 empty] | 13 | 45 | HR | from 10 to 20% | DSO | Distribution | Gas turbine for power generation (old stock) | Membrane for deblending - H2. use | Gas turbine for power generation (old stock) -Membrane for deblending - H2. use | 1.7189 | 1.8913
[65 empty] | 13 | 46 | HR | from 10 to 20% | DSO | Distribution | Gas turbine for grid and storage | Membrane for deblending - Investment | Gas turbine for grid and storage-Membrane for deblending - Investment | 0.15881 | 0.41237
[65 empty] | 13 | 47 | HR | from 10 to 20% | DSO | Distribution | Gas turbine for grid and storage | Membrane for deblending - H2. use | Gas turbine for grid and storage-Membrane for deblending - H2. use | 0.10288 | 0.1132
[65 empty] | 13 | 48 | HR | from 10 to 20% | DSO | Distribution | industrial high temperature application (>500°C without glass) | Calorific value adjustment - LPG demand | industrial high temperature application (>500°C without glass)-Calorific value adjustment - LPG demand | 2.3921 | 12.608
[65 empty] | 13 | 49 | HR | >20% | DSO | End-use | boilers | new heating boilers - Investment | boilers-new heating boilers - Investment | 196.9907 | 203.4366
[65 empty] | 13 | 50 | HR | >20% | DSO | … | … | new heating boilers - Investment | …-new heating boilers - Investment | 0 | 0
[65 empty] | 13 | 51 | HR | >20% | DSO | … | … | new heating boilers - Investment | …-new heating boilers - Investment | 0 | 0
[65 empty] | 14 | 1 | HU | <5% | TSO | Storage | Porous storage | Desulfurization and Drying - Investment | Porous storage-Desulfurization and Drying - Investment | 3.2883 | 19.2203
[65 empty] | 14 | 2 | HU | <5% | TSO | Industrie | 50% Chemical industry (material use), glass | Membrane for deblending - Investment | 50% Chemical industry (material use), glass-Membrane for deblending - Investment | 0.59154 | 0.54352
[65 empty] | 14 | 3 | HU | <5% | TSO | Industrie | 50% Chemical industry (material use), glass | Membrane for deblending - electr. demand | 50% Chemical industry (material use), glass-Membrane for deblending - electr. demand | 5.1819 | 5.0651
[65 empty] | 14 | 4 | HU | <5% | TSO | Industrie | 50% Chemical industry (material use), glass | Membrane for deblending - H2. use | 50% Chemical industry (material use), glass-Membrane for deblending - H2. use | 5.1819 | 2.8507
[65 empty] | 14 | 5 | HU | <5% | DSO | Industrie | 50% Chemical industry (material use), glass | Membrane for deblending - Investment | 50% Chemical industry (material use), glass-Membrane for deblending - Investment | 0.59154 | 0.54352
[65 empty] | 14 | 6 | HU | <5% | DSO | Industrie | 50% Chemical industry (material use), glass | Membrane for deblending - electr. demand | 50% Chemical industry (material use), glass-Membrane for deblending - electr. demand | 5.1819 | 5.0651
[65 empty] | 14 | 7 | HU | <5% | DSO | Industrie | 50% Chemical industry (material use), glass | Membrane for deblending - H2. use | 50% Chemical industry (material use), glass-Membrane for deblending - H2. use | 5.1819 | 2.8507
[65 empty] | 14 | 8 | HU | from 5 to 10% | TSO | End-use | Gas turbine for power generation (old stock) | Membrane for deblending - Investment | Gas turbine for power generation (old stock) -Membrane for deblending - Investment | 3.7344 | 5.7819
[65 empty] | 14 | 9 | HU | from 5 to 10% | TSO | End-use | Gas turbine for power generation (old stock) | Membrane for deblending - electr. demand | Gas turbine for power generation (old stock) -Membrane for deblending - electr. demand | 5.5592 | 5.4339
[65 empty] | 14 | 10 | HU | from 5 to 10% | TSO | End-use | Gas turbine for power generation (old stock) | Membrane for deblending - H2. use | Gas turbine for power generation (old stock) -Membrane for deblending - H2. use | 5.5592 | 6.1165
[65 empty] | 14 | 11 | HU | from 5 to 10% | TSO | Transmission | Gas turbine for gas grid - inkl. transit | Membrane for deblending - Investment | Gas turbine for gas grid - inkl. transit-Membrane for deblending - Investment | 0.47981 | 1.8218
[65 empty] | 14 | 12 | HU | from 5 to 10% | TSO | Transmission | Gas turbine for gas grid - inkl. transit | Membrane for deblending - electr. demand | Gas turbine for gas grid - inkl. transit-Membrane for deblending - electr. demand | 0.29036 | 0.29478
[65 empty] | 14 | 13 | HU | from 5 to 10% | TSO | Transmission | Gas turbine for gas grid - inkl. transit | Membrane for deblending - H2. use | Gas turbine for gas grid - inkl. transit-Membrane for deblending - H2. use | 0.29036 | 0.31946
[65 empty] | 14 | 14 | HU | from 5 to 10% | TSO | Storage | Gas turbine for storage (cavern + porous) | Membrane for deblending - Investment | Gas turbine for storage (cavern + porous)-Membrane for deblending - Investment | 0.22735 | 0.86322
[65 empty] | 14 | 15 | HU | from 5 to 10% | TSO | Storage | Gas turbine for storage (cavern + porous) | Membrane for deblending - electr. demand | Gas turbine for storage (cavern + porous)-Membrane for deblending - electr. demand | 0.2545 | 0.25838
[65 empty] | 14 | 16 | HU | from 5 to 10% | TSO | Storage | Gas turbine for storage (cavern + porous) | Membrane for deblending - H2. use | Gas turbine for storage (cavern + porous)-Membrane for deblending - H2. use | 0.2545 | 0.28002
[65 empty] | 14 | 17 | HU | from 5 to 10% | TSO | Industrie | 50% industrial high temperature application (>500°C without glass) | Calorific value adjustment - Investment | 50% industrial high temperature application (>500°C without glass)-Calorific value adjustment - Investment | 0.69726 | 3.7892
[65 empty] | 14 | 18 | HU | from 5 to 10% | TSO | Industrie | 50% industrial high temperature application (>500°C without glass) | Calorific value adjustment - LPG demand | 50% industrial high temperature application (>500°C without glass)-Calorific value adjustment - LPG demand | 6.108 | 32.1932
[65 empty] | 14 | 19 | HU | from 5 to 10% | TSO | Transmission | Instalation of higher gas turbine capacities for compressors - inkl. transit and storage | Investment +30% of excisting capacity | Instalation of higher gas turbine capacities for compressors - inkl. transit and storage-Investment +30% of excisting capacity | 0.070009 | 10.7138
[65 empty] | 14 | 20 | HU | from 5 to 10% | TSO | Transmission | Instalation of higher gas turbine capacities for compressors - inkl. transit and storage | Gas demand +30% of excisting transport losses | Instalation of higher gas turbine capacities for compressors - inkl. transit and storage-Gas demand +30% of excisting transport losses | 0.16346 | 4.5809
[65 empty] | 14 | 21 | HU | from 5 to 10% | TSO | Storage | Gas pressure regulator storage withdrawal | +3% less energy required | Gas pressure regulator storage withdrawal- +3% less energy required | 0.0011251 | -0.031531
[65 empty] | 14 | 22 | HU | from 5 to 10% | TSO | Storage | H2 losses by drying | 5% of H2 | H2 losses by drying- 5% of H2 | 0.095438 | 4.7719
[65 empty] | 14 | 23 | HU | from 5 to 10% | TSO | Transmission | Gas pressure regulator >40 to 16bar | +3% less energy required | Gas pressure regulator >40 to 16bar- +3% less energy required | 0.002396 | -0.067148
[65 empty] | 14 | 24 | HU | from 5 to 10% | DSO | Industrie | 50% industrial high temperature application (>500°C without glass) | Calorific value adjustment - Investment | 50% industrial high temperature application (>500°C without glass)-Calorific value adjustment - Investment | 0.69726 | 3.7892
[65 empty] | 14 | 25 | HU | from 5 to 10% | DSO | Industrie | 50% industrial high temperature application (>500°C without glass) | Calorific value adjustment - LPG demand | 50% industrial high temperature application (>500°C without glass)-Calorific value adjustment - LPG demand | 6.108 | 32.1932
[65 empty] | 14 | 26 | HU | from 5 to 10% | TSO | Transmission | gas chromatographs (GC) | Adaptation - Exchange helium | gas chromatographs (GC)-Adaptation - Exchange helium | 0.087714 | 0.69261
[65 empty] | 14 | 27 | HU | from 5 to 10% | DSO | Industrie | Chemical industry (material use), glass | Membrane for deblending - Investment | Chemical industry (material use), glass-Membrane for deblending - Investment | 1.1831 | 0.74468
[65 empty] | 14 | 28 | HU | from 5 to 10% | DSO | Industrie | Chemical industry (material use), glass | Membrane for deblending - H2. use | Chemical industry (material use), glass-Membrane for deblending - H2. use | 10.3638 | 5.7014
[65 empty] | 14 | 29 | HU | from 10 to 20% | TSO | Transmission | compresor gas grid | Component exchange - 50% Investment | compresor gas grid-Component exchange - 50% Investment | 0.15834 | 14.2889
[65 empty] | 14 | 30 | HU | from 10 to 20% | TSO | Storage | compresor storage (cavern + porous) | Component exchange - 50% Investment | compresor storage (cavern + porous)-Component exchange - 50% Investment | 0.075024 | 6.7703
[65 empty] | 14 | 31 | HU | from 10 to 20% | TSO | Transmission | Instalation of higher gas turbine capacities for compressors - inkl. transit and storage | Investment +40% of excisting capacity | Instalation of higher gas turbine capacities for compressors - inkl. transit and storage-Investment +40% of excisting capacity | 0.093345 | 14.2851
[65 empty] | 14 | 32 | HU | from 10 to 20% | TSO | Transmission | Instalation of higher gas turbine capacities for compressors - inkl. transit and storage | Gas demand +40% of excisting transport losses | Instalation of higher gas turbine capacities for compressors - inkl. transit and storage-Gas demand +40% of excisting transport losses | 0.21794 | 6.1079
[65 empty] | 14 | 33 | HU | from 10 to 20% | TSO | Transmission | gas chromatographs (GC) | Adaptation - Exchange helium | gas chromatographs (GC)-Adaptation - Exchange helium | 0.087714 | 0
[65 empty] | 14 | 34 | HU | from 10 to 20% | DSO | End-use | CHP for power generation | Membrane for deblending - Investment | CHP for power generation-Membrane for deblending - Investment | 1.6826 | 4.2109
[65 empty] | 14 | 35 | HU | from 10 to 20% | DSO | End-use | CHP for power generation | Membrane for deblending - electr. demand | CHP for power generation-Membrane for deblending - electr. demand | 3.4773 | 3.399
[65 empty] | 14 | 36 | HU | from 10 to 20% | DSO | End-use | CHP for power generation | Membrane for deblending - H2. use | CHP for power generation-Membrane for deblending - H2. use | 3.4773 | 7.6518
[65 empty] | 14 | 37 | HU | from 10 to 20% | TSO | Storage | Gas pressure regulator storage withdrawal | +5% less energy required | Gas pressure regulator storage withdrawal- +5% less energy required | 0.0018752 | -0.052551
[65 empty] | 14 | 38 | HU | from 10 to 20% | TSO | Storage | H2 losses by drying | 5% of H2 | H2 losses by drying- 5% of H2 | 0.095438 | 4.7719
[65 empty] | 14 | 39 | HU | from 10 to 20% | TSO | Transmission | Gas pressure regulator >40 to 16bar | +5% less energy required | Gas pressure regulator >40 to 16bar- +5% less energy required | 0.0039934 | -0.11191
[65 empty] | 14 | 40 | HU | from 10 to 20% | DSO | Distribution | Gas pressure regulator | Exchange Gas pressure regulator - Investment | Gas pressure regulator-Exchange Gas pressure regulator - Investment | 6.6083 | 18.5378
[65 empty] | 14 | 41 | HU | from 10 to 20% | DSO | Distribution | gas chromatographs (GC) | Additional PCS Analysers for calorific value reconstruction system | gas chromatographs (GC)-Additional PCS Analysers for calorific value reconstruction system | 1.3461 | 21.2575
[65 empty] | 14 | 42 | HU | from 10 to 20% | DSO | Distribution | Chemical industry (material use), glass | Membrane for deblending - Investment | Chemical industry (material use), glass-Membrane for deblending - Investment | 1.1831 | 1.129
[65 empty] | 14 | 43 | HU | from 10 to 20% | DSO | Distribution | Chemical industry (material use), glass | Membrane for deblending - H2. use | Chemical industry (material use), glass-Membrane for deblending - H2. use | 20.7276 | 22.8054
[65 empty] | 14 | 44 | HU | from 10 to 20% | DSO | Distribution | Gas turbine for power generation (old stock) | Membrane for deblending - Investment | Gas turbine for power generation (old stock) -Membrane for deblending - Investment | 3.7344 | 3.5638
[65 empty] | 14 | 45 | HU | from 10 to 20% | DSO | Distribution | Gas turbine for power generation (old stock) | Membrane for deblending - H2. use | Gas turbine for power generation (old stock) -Membrane for deblending - H2. use | 5.5592 | 6.1165
[65 empty] | 14 | 46 | HU | from 10 to 20% | DSO | Distribution | Gas turbine for grid and storage | Membrane for deblending - Investment | Gas turbine for grid and storage-Membrane for deblending - Investment | 0.70716 | 1.8362
[65 empty] | 14 | 47 | HU | from 10 to 20% | DSO | Distribution | Gas turbine for grid and storage | Membrane for deblending - H2. use | Gas turbine for grid and storage-Membrane for deblending - H2. use | 0.54486 | 0.59948
[65 empty] | 14 | 48 | HU | from 10 to 20% | DSO | Distribution | industrial high temperature application (>500°C without glass) | Calorific value adjustment - LPG demand | industrial high temperature application (>500°C without glass)-Calorific value adjustment - LPG demand | 12.2159 | 64.3865
[65 empty] | 14 | 49 | HU | >20% | DSO | End-use | boilers | new heating boilers - Investment | boilers-new heating boilers - Investment | 657.713 | 679.2347
[65 empty] | 14 | 50 | HU | >20% | DSO | … | … | new heating boilers - Investment | …-new heating boilers - Investment | 0 | 0
[65 empty] | 14 | 51 | HU | >20% | DSO | … | … | new heating boilers - Investment | …-new heating boilers - Investment | 0 | 0
[65 empty] | 15 | 1 | IE | <5% | TSO | Storage | Porous storage | Desulfurization and Drying - Investment | Porous storage-Desulfurization and Drying - Investment | 0 | 0
[65 empty] | 15 | 2 | IE | <5% | TSO | Industrie | 50% Chemical industry (material use), glass | Membrane for deblending - Investment | 50% Chemical industry (material use), glass-Membrane for deblending - Investment | 0 | 0
[65 empty] | 15 | 3 | IE | <5% | TSO | Industrie | 50% Chemical industry (material use), glass | Membrane for deblending - electr. demand | 50% Chemical industry (material use), glass-Membrane for deblending - electr. demand | 0 | 0
[65 empty] | 15 | 4 | IE | <5% | TSO | Industrie | 50% Chemical industry (material use), glass | Membrane for deblending - H2. use | 50% Chemical industry (material use), glass-Membrane for deblending - H2. use | 0 | 0
[65 empty] | 15 | 5 | IE | <5% | DSO | Industrie | 50% Chemical industry (material use), glass | Membrane for deblending - Investment | 50% Chemical industry (material use), glass-Membrane for deblending - Investment | 0 | 0
[65 empty] | 15 | 6 | IE | <5% | DSO | Industrie | 50% Chemical industry (material use), glass | Membrane for deblending - electr. demand | 50% Chemical industry (material use), glass-Membrane for deblending - electr. demand | 0 | 0
[65 empty] | 15 | 7 | IE | <5% | DSO | Industrie | 50% Chemical industry (material use), glass | Membrane for deblending - H2. use | 50% Chemical industry (material use), glass-Membrane for deblending - H2. use | 0 | 0
[65 empty] | 15 | 8 | IE | from 5 to 10% | TSO | End-use | Gas turbine for power generation (old stock) | Membrane for deblending - Investment | Gas turbine for power generation (old stock) -Membrane for deblending - Investment | 4.0608 | 6.2871
[65 empty] | 15 | 9 | IE | from 5 to 10% | TSO | End-use | Gas turbine for power generation (old stock) | Membrane for deblending - electr. demand | Gas turbine for power generation (old stock) -Membrane for deblending - electr. demand | 13.2068 | 12.9092
[65 empty] | 15 | 10 | IE | from 5 to 10% | TSO | End-use | Gas turbine for power generation (old stock) | Membrane for deblending - H2. use | Gas turbine for power generation (old stock) -Membrane for deblending - H2. use | 13.2068 | 14.5308
[65 empty] | 15 | 11 | IE | from 5 to 10% | TSO | Transmission | Gas turbine for gas grid - inkl. transit | Membrane for deblending - Investment | Gas turbine for gas grid - inkl. transit-Membrane for deblending - Investment | 0.30463 | 1.1567
[65 empty] | 15 | 12 | IE | from 5 to 10% | TSO | Transmission | Gas turbine for gas grid - inkl. transit | Membrane for deblending - electr. demand | Gas turbine for gas grid - inkl. transit-Membrane for deblending - electr. demand | 0.18434 | 0.18715
[65 empty] | 15 | 13 | IE | from 5 to 10% | TSO | Transmission | Gas turbine for gas grid - inkl. transit | Membrane for deblending - H2. use | Gas turbine for gas grid - inkl. transit-Membrane for deblending - H2. use | 0.18434 | 0.20282
[65 empty] | 15 | 14 | IE | from 5 to 10% | TSO | Storage | Gas turbine for storage (cavern + porous) | Membrane for deblending - Investment | Gas turbine for storage (cavern + porous)-Membrane for deblending - Investment | 0 | 0
[65 empty] | 15 | 15 | IE | from 5 to 10% | TSO | Storage | Gas turbine for storage (cavern + porous) | Membrane for deblending - electr. demand | Gas turbine for storage (cavern + porous)-Membrane for deblending - electr. demand | 0 | 0
[65 empty] | 15 | 16 | IE | from 5 to 10% | TSO | Storage | Gas turbine for storage (cavern + porous) | Membrane for deblending - H2. use | Gas turbine for storage (cavern + porous)-Membrane for deblending - H2. use | 0 | 0
[65 empty] | 15 | 17 | IE | from 5 to 10% | TSO | Industrie | 50% industrial high temperature application (>500°C without glass) | Calorific value adjustment - Investment | 50% industrial high temperature application (>500°C without glass)-Calorific value adjustment - Investment | 0.19 | 1.0325
[65 empty] | 15 | 18 | IE | from 5 to 10% | TSO | Industrie | 50% industrial high temperature application (>500°C without glass) | Calorific value adjustment - LPG demand | 50% industrial high temperature application (>500°C without glass)-Calorific value adjustment - LPG demand | 1.6644 | 8.7723
[65 empty] | 15 | 19 | IE | from 5 to 10% | TSO | Transmission | Instalation of higher gas turbine capacities for compressors - inkl. transit and storage | Investment +30% of excisting capacity | Instalation of higher gas turbine capacities for compressors - inkl. transit and storage-Investment +30% of excisting capacity | 0.030158 | 4.6153
[65 empty] | 15 | 20 | IE | from 5 to 10% | TSO | Transmission | Instalation of higher gas turbine capacities for compressors - inkl. transit and storage | Gas demand +30% of excisting transport losses | Instalation of higher gas turbine capacities for compressors - inkl. transit and storage-Gas demand +30% of excisting transport losses | 0.055303 | 1.5499
[65 empty] | 15 | 21 | IE | from 5 to 10% | TSO | Storage | Gas pressure regulator storage withdrawal | +3% less energy required | Gas pressure regulator storage withdrawal- +3% less energy required | 0 | 0
[65 empty] | 15 | 22 | IE | from 5 to 10% | TSO | Storage | H2 losses by drying | 5% of H2 | H2 losses by drying- 5% of H2 | 0 | 0
[65 empty] | 15 | 23 | IE | from 5 to 10% | TSO | Transmission | Gas pressure regulator >40 to 16bar | +3% less energy required | Gas pressure regulator >40 to 16bar- +3% less energy required | 0.0012507 | -0.035051
[65 empty] | 15 | 24 | IE | from 5 to 10% | DSO | Industrie | 50% industrial high temperature application (>500°C without glass) | Calorific value adjustment - Investment | 50% industrial high temperature application (>500°C without glass)-Calorific value adjustment - Investment | 0.19 | 1.0325
[65 empty] | 15 | 25 | IE | from 5 to 10% | DSO | Industrie | 50% industrial high temperature application (>500°C without glass) | Calorific value adjustment - LPG demand | 50% industrial high temperature application (>500°C without glass)-Calorific value adjustment - LPG demand | 1.6644 | 8.7723
[65 empty] | 15 | 26 | IE | from 5 to 10% | TSO | Transmission | gas chromatographs (GC) | Adaptation - Exchange helium | gas chromatographs (GC)-Adaptation - Exchange helium | 0.036247 | 0.28622
[65 empty] | 15 | 27 | IE | from 5 to 10% | DSO | Industrie | Chemical industry (material use), glass | Membrane for deblending - Investment | Chemical industry (material use), glass-Membrane for deblending - Investment | 0 | 0
[65 empty] | 15 | 28 | IE | from 5 to 10% | DSO | Industrie | Chemical industry (material use), glass | Membrane for deblending - H2. use | Chemical industry (material use), glass-Membrane for deblending - H2. use | 0 | 0
[65 empty] | 15 | 29 | IE | from 10 to 20% | TSO | Transmission | compresor gas grid | Component exchange - 50% Investment | compresor gas grid-Component exchange - 50% Investment | 0.10053 | 9.0718
[65 empty] | 15 | 30 | IE | from 10 to 20% | TSO | Storage | compresor storage (cavern + porous) | Component exchange - 50% Investment | compresor storage (cavern + porous)-Component exchange - 50% Investment | 0 | 0
[65 empty] | 15 | 31 | IE | from 10 to 20% | TSO | Transmission | Instalation of higher gas turbine capacities for compressors - inkl. transit and storage | Investment +40% of excisting capacity | Instalation of higher gas turbine capacities for compressors - inkl. transit and storage-Investment +40% of excisting capacity | 0.040211 | 6.1537
[65 empty] | 15 | 32 | IE | from 10 to 20% | TSO | Transmission | Instalation of higher gas turbine capacities for compressors - inkl. transit and storage | Gas demand +40% of excisting transport losses | Instalation of higher gas turbine capacities for compressors - inkl. transit and storage-Gas demand +40% of excisting transport losses | 0.073738 | 2.0665
[65 empty] | 15 | 33 | IE | from 10 to 20% | TSO | Transmission | gas chromatographs (GC) | Adaptation - Exchange helium | gas chromatographs (GC)-Adaptation - Exchange helium | 0.036247 | 0
[65 empty] | 15 | 34 | IE | from 10 to 20% | DSO | End-use | CHP for power generation | Membrane for deblending - Investment | CHP for power generation-Membrane for deblending - Investment | 1.3798 | 3.453
[65 empty] | 15 | 35 | IE | from 10 to 20% | DSO | End-use | CHP for power generation | Membrane for deblending - electr. demand | CHP for power generation-Membrane for deblending - electr. demand | 0.84204 | 0.82307
[65 empty] | 15 | 36 | IE | from 10 to 20% | DSO | End-use | CHP for power generation | Membrane for deblending - H2. use | CHP for power generation-Membrane for deblending - H2. use | 0.84204 | 1.8529
[65 empty] | 15 | 37 | IE | from 10 to 20% | TSO | Storage | Gas pressure regulator storage withdrawal | +5% less energy required | Gas pressure regulator storage withdrawal- +5% less energy required | 0 | 0
[65 empty] | 15 | 38 | IE | from 10 to 20% | TSO | Storage | H2 losses by drying | 5% of H2 | H2 losses by drying- 5% of H2 | 0 | 0
[65 empty] | 15 | 39 | IE | from 10 to 20% | TSO | Transmission | Gas pressure regulator >40 to 16bar | +5% less energy required | Gas pressure regulator >40 to 16bar- +5% less energy required | 0.0020845 | -0.058419
[65 empty] | 15 | 40 | IE | from 10 to 20% | DSO | Distribution | Gas pressure regulator | Exchange Gas pressure regulator - Investment | Gas pressure regulator-Exchange Gas pressure regulator - Investment | 0.92311 | 2.5895
[65 empty] | 15 | 41 | IE | from 10 to 20% | DSO | Distribution | gas chromatographs (GC) | Additional PCS Analysers for calorific value reconstruction system | gas chromatographs (GC)-Additional PCS Analysers for calorific value reconstruction system | 0.18803 | 2.9695
[65 empty] | 15 | 42 | IE | from 10 to 20% | DSO | Distribution | Chemical industry (material use), glass | Membrane for deblending - Investment | Chemical industry (material use), glass-Membrane for deblending - Investment | 0 | 0
[65 empty] | 15 | 43 | IE | from 10 to 20% | DSO | Distribution | Chemical industry (material use), glass | Membrane for deblending - H2. use | Chemical industry (material use), glass-Membrane for deblending - H2. use | 0 | 0
[65 empty] | 15 | 44 | IE | from 10 to 20% | DSO | Distribution | Gas turbine for power generation (old stock) | Membrane for deblending - Investment | Gas turbine for power generation (old stock) -Membrane for deblending - Investment | 4.0608 | 3.8753
[65 empty] | 15 | 45 | IE | from 10 to 20% | DSO | Distribution | Gas turbine for power generation (old stock) | Membrane for deblending - H2. use | Gas turbine for power generation (old stock) -Membrane for deblending - H2. use | 13.2068 | 14.5308
[65 empty] | 15 | 46 | IE | from 10 to 20% | DSO | Distribution | Gas turbine for grid and storage | Membrane for deblending - Investment | Gas turbine for grid and storage-Membrane for deblending - Investment | 0.30463 | 0.79099
[65 empty] | 15 | 47 | IE | from 10 to 20% | DSO | Distribution | Gas turbine for grid and storage | Membrane for deblending - H2. use | Gas turbine for grid and storage-Membrane for deblending - H2. use | 0.18434 | 0.20282
[65 empty] | 15 | 48 | IE | from 10 to 20% | DSO | Distribution | industrial high temperature application (>500°C without glass) | Calorific value adjustment - LPG demand | industrial high temperature application (>500°C without glass)-Calorific value adjustment - LPG demand | 3.3287 | 17.5447
[65 empty] | 15 | 49 | IE | >20% | DSO | End-use | boilers | new heating boilers - Investment | boilers-new heating boilers - Investment | 150.573 | 155.5
[65 empty] | 15 | 50 | IE | >20% | DSO | … | … | new heating boilers - Investment | …-new heating boilers - Investment | 0 | 0
[65 empty] | 15 | 51 | IE | >20% | DSO | … | … | new heating boilers - Investment | …-new heating boilers - Investment | 0 | 0
[65 empty] | 16 | 1 | IT | <5% | TSO | Storage | Porous storage | Desulfurization and Drying - Investment | Porous storage-Desulfurization and Drying - Investment | 14.3539 | 83.8994
[65 empty] | 16 | 2 | IT | <5% | TSO | Industrie | 50% Chemical industry (material use), glass | Membrane for deblending - Investment | 50% Chemical industry (material use), glass-Membrane for deblending - Investment | 0.97015 | 0.89139
[65 empty] | 16 | 3 | IT | <5% | TSO | Industrie | 50% Chemical industry (material use), glass | Membrane for deblending - electr. demand | 50% Chemical industry (material use), glass-Membrane for deblending - electr. demand | 8.4985 | 8.307
[65 empty] | 16 | 4 | IT | <5% | TSO | Industrie | 50% Chemical industry (material use), glass | Membrane for deblending - H2. use | 50% Chemical industry (material use), glass-Membrane for deblending - H2. use | 8.4985 | 4.6752
[65 empty] | 16 | 5 | IT | <5% | DSO | Industrie | 50% Chemical industry (material use), glass | Membrane for deblending - Investment | 50% Chemical industry (material use), glass-Membrane for deblending - Investment | 0.97015 | 0.89139
[65 empty] | 16 | 6 | IT | <5% | DSO | Industrie | 50% Chemical industry (material use), glass | Membrane for deblending - electr. demand | 50% Chemical industry (material use), glass-Membrane for deblending - electr. demand | 8.4985 | 8.307
[65 empty] | 16 | 7 | IT | <5% | DSO | Industrie | 50% Chemical industry (material use), glass | Membrane for deblending - H2. use | 50% Chemical industry (material use), glass-Membrane for deblending - H2. use | 8.4985 | 4.6752
[65 empty] | 16 | 8 | IT | from 5 to 10% | TSO | End-use | Gas turbine for power generation (old stock) | Membrane for deblending - Investment | Gas turbine for power generation (old stock) -Membrane for deblending - Investment | 70.9501 | 109.8491
[65 empty] | 16 | 9 | IT | from 5 to 10% | TSO | End-use | Gas turbine for power generation (old stock) | Membrane for deblending - electr. demand | Gas turbine for power generation (old stock) -Membrane for deblending - electr. demand | 102.0415 | 99.7419
[65 empty] | 16 | 10 | IT | from 5 to 10% | TSO | End-use | Gas turbine for power generation (old stock) | Membrane for deblending - H2. use | Gas turbine for power generation (old stock) -Membrane for deblending - H2. use | 102.0415 | 112.2706
[65 empty] | 16 | 11 | IT | from 5 to 10% | TSO | Transmission | Gas turbine for gas grid - inkl. transit | Membrane for deblending - Investment | Gas turbine for gas grid - inkl. transit-Membrane for deblending - Investment | 2.6362 | 10.0094
[65 empty] | 16 | 12 | IT | from 5 to 10% | TSO | Transmission | Gas turbine for gas grid - inkl. transit | Membrane for deblending - electr. demand | Gas turbine for gas grid - inkl. transit-Membrane for deblending - electr. demand | 1.5953 | 1.6196
[65 empty] | 16 | 13 | IT | from 5 to 10% | TSO | Transmission | Gas turbine for gas grid - inkl. transit | Membrane for deblending - H2. use | Gas turbine for gas grid - inkl. transit-Membrane for deblending - H2. use | 1.5953 | 1.7552
[65 empty] | 16 | 14 | IT | from 5 to 10% | TSO | Storage | Gas turbine for storage (cavern + porous) | Membrane for deblending - Investment | Gas turbine for storage (cavern + porous)-Membrane for deblending - Investment | 1.1049 | 4.1951
[65 empty] | 16 | 15 | IT | from 5 to 10% | TSO | Storage | Gas turbine for storage (cavern + porous) | Membrane for deblending - electr. demand | Gas turbine for storage (cavern + porous)-Membrane for deblending - electr. demand | 1.0123 | 1.0277
[65 empty] | 16 | 16 | IT | from 5 to 10% | TSO | Storage | Gas turbine for storage (cavern + porous) | Membrane for deblending - H2. use | Gas turbine for storage (cavern + porous)-Membrane for deblending - H2. use | 1.0123 | 1.1138
[65 empty] | 16 | 17 | IT | from 5 to 10% | TSO | Industrie | 50% industrial high temperature application (>500°C without glass) | Calorific value adjustment - Investment | 50% industrial high temperature application (>500°C without glass)-Calorific value adjustment - Investment | 2.3165 | 12.5889
[65 empty] | 16 | 18 | IT | from 5 to 10% | TSO | Industrie | 50% industrial high temperature application (>500°C without glass) | Calorific value adjustment - LPG demand | 50% industrial high temperature application (>500°C without glass)-Calorific value adjustment - LPG demand | 20.2924 | 106.9551
[65 empty] | 16 | 19 | IT | from 5 to 10% | TSO | Transmission | Instalation of higher gas turbine capacities for compressors - inkl. transit and storage | Investment +30% of excisting capacity | Instalation of higher gas turbine capacities for compressors - inkl. transit and storage-Investment +30% of excisting capacity | 0.37036 | 56.6785
[65 empty] | 16 | 20 | IT | from 5 to 10% | TSO | Transmission | Instalation of higher gas turbine capacities for compressors - inkl. transit and storage | Gas demand +30% of excisting transport losses | Instalation of higher gas turbine capacities for compressors - inkl. transit and storage-Gas demand +30% of excisting transport losses | 0.78227 | 21.923
[65 empty] | 16 | 21 | IT | from 5 to 10% | TSO | Storage | Gas pressure regulator storage withdrawal | +3% less energy required | Gas pressure regulator storage withdrawal- +3% less energy required | 0.0044752 | -0.12542
[65 empty] | 16 | 22 | IT | from 5 to 10% | TSO | Storage | H2 losses by drying | 5% of H2 | H2 losses by drying- 5% of H2 | 0.37961 | 18.9806
[65 empty] | 16 | 23 | IT | from 5 to 10% | TSO | Transmission | Gas pressure regulator >40 to 16bar | +3% less energy required | Gas pressure regulator >40 to 16bar- +3% less energy required | 0.011249 | -0.31525
[65 empty] | 16 | 24 | IT | from 5 to 10% | DSO | Industrie | 50% industrial high temperature application (>500°C without glass) | Calorific value adjustment - Investment | 50% industrial high temperature application (>500°C without glass)-Calorific value adjustment - Investment | 2.3165 | 12.5889
[65 empty] | 16 | 25 | IT | from 5 to 10% | DSO | Industrie | 50% industrial high temperature application (>500°C without glass) | Calorific value adjustment - LPG demand | 50% industrial high temperature application (>500°C without glass)-Calorific value adjustment - LPG demand | 20.2924 | 106.9551
[65 empty] | 16 | 26 | IT | from 5 to 10% | TSO | Transmission | gas chromatographs (GC) | Adaptation - Exchange helium | gas chromatographs (GC)-Adaptation - Exchange helium | 0.52285 | 4.1285
[65 empty] | 16 | 27 | IT | from 5 to 10% | DSO | Industrie | Chemical industry (material use), glass | Membrane for deblending - Investment | Chemical industry (material use), glass-Membrane for deblending - Investment | 1.9403 | 1.2213
[65 empty] | 16 | 28 | IT | from 5 to 10% | DSO | Industrie | Chemical industry (material use), glass | Membrane for deblending - H2. use | Chemical industry (material use), glass-Membrane for deblending - H2. use | 16.997 | 9.3504
[65 empty] | 16 | 29 | IT | from 10 to 20% | TSO | Transmission | compresor gas grid | Component exchange - 50% Investment | compresor gas grid-Component exchange - 50% Investment | 0.86994 | 78.5053
[65 empty] | 16 | 30 | IT | from 10 to 20% | TSO | Storage | compresor storage (cavern + porous) | Component exchange - 50% Investment | compresor storage (cavern + porous)-Component exchange - 50% Investment | 0.36461 | 32.9031
[65 empty] | 16 | 31 | IT | from 10 to 20% | TSO | Transmission | Instalation of higher gas turbine capacities for compressors - inkl. transit and storage | Investment +40% of excisting capacity | Instalation of higher gas turbine capacities for compressors - inkl. transit and storage-Investment +40% of excisting capacity | 0.49382 | 75.5714
[65 empty] | 16 | 32 | IT | from 10 to 20% | TSO | Transmission | Instalation of higher gas turbine capacities for compressors - inkl. transit and storage | Gas demand +40% of excisting transport losses | Instalation of higher gas turbine capacities for compressors - inkl. transit and storage-Gas demand +40% of excisting transport losses | 1.043 | 29.2307
[65 empty] | 16 | 33 | IT | from 10 to 20% | TSO | Transmission | gas chromatographs (GC) | Adaptation - Exchange helium | gas chromatographs (GC)-Adaptation - Exchange helium | 0.52285 | 0
[65 empty] | 16 | 34 | IT | from 10 to 20% | DSO | End-use | CHP for power generation | Membrane for deblending - Investment | CHP for power generation-Membrane for deblending - Investment | 14.099 | 35.2838
[65 empty] | 16 | 35 | IT | from 10 to 20% | DSO | End-use | CHP for power generation | Membrane for deblending - electr. demand | CHP for power generation-Membrane for deblending - electr. demand | 53.5222 | 52.3161
[65 empty] | 16 | 36 | IT | from 10 to 20% | DSO | End-use | CHP for power generation | Membrane for deblending - H2. use | CHP for power generation-Membrane for deblending - H2. use | 53.5222 | 117.7751
[65 empty] | 16 | 37 | IT | from 10 to 20% | TSO | Storage | Gas pressure regulator storage withdrawal | +5% less energy required | Gas pressure regulator storage withdrawal- +5% less energy required | 0.0074586 | -0.20903
[65 empty] | 16 | 38 | IT | from 10 to 20% | TSO | Storage | H2 losses by drying | 5% of H2 | H2 losses by drying- 5% of H2 | 0.37961 | 18.9806
[65 empty] | 16 | 39 | IT | from 10 to 20% | TSO | Transmission | Gas pressure regulator >40 to 16bar | +5% less energy required | Gas pressure regulator >40 to 16bar- +5% less energy required | 0.018748 | -0.52541
[65 empty] | 16 | 40 | IT | from 10 to 20% | DSO | Distribution | Gas pressure regulator | Exchange Gas pressure regulator - Investment | Gas pressure regulator-Exchange Gas pressure regulator - Investment | 20.6206 | 57.8454
[65 empty] | 16 | 41 | IT | from 10 to 20% | DSO | Distribution | gas chromatographs (GC) | Additional PCS Analysers for calorific value reconstruction system | gas chromatographs (GC)-Additional PCS Analysers for calorific value reconstruction system | 4.2002 | 66.332
[65 empty] | 16 | 42 | IT | from 10 to 20% | DSO | Distribution | Chemical industry (material use), glass | Membrane for deblending - Investment | Chemical industry (material use), glass-Membrane for deblending - Investment | 1.9403 | 1.8517
[65 empty] | 16 | 43 | IT | from 10 to 20% | DSO | Distribution | Chemical industry (material use), glass | Membrane for deblending - H2. use | Chemical industry (material use), glass-Membrane for deblending - H2. use | 33.994 | 37.4017
[65 empty] | 16 | 44 | IT | from 10 to 20% | DSO | Distribution | Gas turbine for power generation (old stock) | Membrane for deblending - Investment | Gas turbine for power generation (old stock) -Membrane for deblending - Investment | 70.9501 | 67.7087
[65 empty] | 16 | 45 | IT | from 10 to 20% | DSO | Distribution | Gas turbine for power generation (old stock) | Membrane for deblending - H2. use | Gas turbine for power generation (old stock) -Membrane for deblending - H2. use | 102.0415 | 112.2706
[65 empty] | 16 | 46 | IT | from 10 to 20% | DSO | Distribution | Gas turbine for grid and storage | Membrane for deblending - Investment | Gas turbine for grid and storage-Membrane for deblending - Investment | 3.741 | 9.7139
[65 empty] | 16 | 47 | IT | from 10 to 20% | DSO | Distribution | Gas turbine for grid and storage | Membrane for deblending - H2. use | Gas turbine for grid and storage-Membrane for deblending - H2. use | 2.6076 | 2.869
[65 empty] | 16 | 48 | IT | from 10 to 20% | DSO | Distribution | industrial high temperature application (>500°C without glass) | Calorific value adjustment - LPG demand | industrial high temperature application (>500°C without glass)-Calorific value adjustment - LPG demand | 40.5848 | 213.9102
[65 empty] | 16 | 49 | IT | >20% | DSO | End-use | boilers | new heating boilers - Investment | boilers-new heating boilers - Investment | 3724.6459 | 3846.5241
[65 empty] | 16 | 50 | IT | >20% | DSO | … | … | new heating boilers - Investment | …-new heating boilers - Investment | 0 | 0
[65 empty] | 16 | 51 | IT | >20% | DSO | … | … | new heating boilers - Investment | …-new heating boilers - Investment | 0 | 0
[65 empty] | 17 | 1 | LT | <5% | TSO | Storage | Porous storage | Desulfurization and Drying - Investment | Porous storage-Desulfurization and Drying - Investment | 0 | 0
[65 empty] | 17 | 2 | LT | <5% | TSO | Industrie | 50% Chemical industry (material use), glass | Membrane for deblending - Investment | 50% Chemical industry (material use), glass-Membrane for deblending - Investment | 0.89911 | 0.82612
[65 empty] | 17 | 3 | LT | <5% | TSO | Industrie | 50% Chemical industry (material use), glass | Membrane for deblending - electr. demand | 50% Chemical industry (material use), glass-Membrane for deblending - electr. demand | 7.8762 | 7.6987
[65 empty] | 17 | 4 | LT | <5% | TSO | Industrie | 50% Chemical industry (material use), glass | Membrane for deblending - H2. use | 50% Chemical industry (material use), glass-Membrane for deblending - H2. use | 7.8762 | 4.3329
[65 empty] | 17 | 5 | LT | <5% | DSO | Industrie | 50% Chemical industry (material use), glass | Membrane for deblending - Investment | 50% Chemical industry (material use), glass-Membrane for deblending - Investment | 0.89911 | 0.82612
[65 empty] | 17 | 6 | LT | <5% | DSO | Industrie | 50% Chemical industry (material use), glass | Membrane for deblending - electr. demand | 50% Chemical industry (material use), glass-Membrane for deblending - electr. demand | 7.8762 | 7.6987
[65 empty] | 17 | 7 | LT | <5% | DSO | Industrie | 50% Chemical industry (material use), glass | Membrane for deblending - H2. use | 50% Chemical industry (material use), glass-Membrane for deblending - H2. use | 7.8762 | 4.3329
[65 empty] | 17 | 8 | LT | from 5 to 10% | TSO | End-use | Gas turbine for power generation (old stock) | Membrane for deblending - Investment | Gas turbine for power generation (old stock) -Membrane for deblending - Investment | 1.3922 | 2.1554
[65 empty] | 17 | 9 | LT | from 5 to 10% | TSO | End-use | Gas turbine for power generation (old stock) | Membrane for deblending - electr. demand | Gas turbine for power generation (old stock) -Membrane for deblending - electr. demand | 1.0345 | 1.0112
[65 empty] | 17 | 10 | LT | from 5 to 10% | TSO | End-use | Gas turbine for power generation (old stock) | Membrane for deblending - H2. use | Gas turbine for power generation (old stock) -Membrane for deblending - H2. use | 1.0345 | 1.1382
[65 empty] | 17 | 11 | LT | from 5 to 10% | TSO | Transmission | Gas turbine for gas grid - inkl. transit | Membrane for deblending - Investment | Gas turbine for gas grid - inkl. transit-Membrane for deblending - Investment | 0.22159 | 0.84137
[65 empty] | 17 | 12 | LT | from 5 to 10% | TSO | Transmission | Gas turbine for gas grid - inkl. transit | Membrane for deblending - electr. demand | Gas turbine for gas grid - inkl. transit-Membrane for deblending - electr. demand | 0.13409 | 0.13614
[65 empty] | 17 | 13 | LT | from 5 to 10% | TSO | Transmission | Gas turbine for gas grid - inkl. transit | Membrane for deblending - H2. use | Gas turbine for gas grid - inkl. transit-Membrane for deblending - H2. use | 0.13409 | 0.14754
[65 empty] | 17 | 14 | LT | from 5 to 10% | TSO | Storage | Gas turbine for storage (cavern + porous) | Membrane for deblending - Investment | Gas turbine for storage (cavern + porous)-Membrane for deblending - Investment | 0 | 0
[65 empty] | 17 | 15 | LT | from 5 to 10% | TSO | Storage | Gas turbine for storage (cavern + porous) | Membrane for deblending - electr. demand | Gas turbine for storage (cavern + porous)-Membrane for deblending - electr. demand | 0 | 0
[65 empty] | 17 | 16 | LT | from 5 to 10% | TSO | Storage | Gas turbine for storage (cavern + porous) | Membrane for deblending - H2. use | Gas turbine for storage (cavern + porous)-Membrane for deblending - H2. use | 0 | 0
[65 empty] | 17 | 17 | LT | from 5 to 10% | TSO | Industrie | 50% industrial high temperature application (>500°C without glass) | Calorific value adjustment - Investment | 50% industrial high temperature application (>500°C without glass)-Calorific value adjustment - Investment | 0.095045 | 0.51652
[65 empty] | 17 | 18 | LT | from 5 to 10% | TSO | Industrie | 50% industrial high temperature application (>500°C without glass) | Calorific value adjustment - LPG demand | 50% industrial high temperature application (>500°C without glass)-Calorific value adjustment - LPG demand | 0.83259 | 4.3883
[65 empty] | 17 | 19 | LT | from 5 to 10% | TSO | Transmission | Instalation of higher gas turbine capacities for compressors - inkl. transit and storage | Investment +30% of excisting capacity | Instalation of higher gas turbine capacities for compressors - inkl. transit and storage-Investment +30% of excisting capacity | 0.021937 | 3.3572
[65 empty] | 17 | 20 | LT | from 5 to 10% | TSO | Transmission | Instalation of higher gas turbine capacities for compressors - inkl. transit and storage | Gas demand +30% of excisting transport losses | Instalation of higher gas turbine capacities for compressors - inkl. transit and storage-Gas demand +30% of excisting transport losses | 0.040228 | 1.1274
[65 empty] | 17 | 21 | LT | from 5 to 10% | TSO | Storage | Gas pressure regulator storage withdrawal | +3% less energy required | Gas pressure regulator storage withdrawal- +3% less energy required | 0 | 0
[65 empty] | 17 | 22 | LT | from 5 to 10% | TSO | Storage | H2 losses by drying | 5% of H2 | H2 losses by drying- 5% of H2 | 0 | 0
[65 empty] | 17 | 23 | LT | from 5 to 10% | TSO | Transmission | Gas pressure regulator >40 to 16bar | +3% less energy required | Gas pressure regulator >40 to 16bar- +3% less energy required | 0.00093797 | -0.026286
[65 empty] | 17 | 24 | LT | from 5 to 10% | DSO | Industrie | 50% industrial high temperature application (>500°C without glass) | Calorific value adjustment - Investment | 50% industrial high temperature application (>500°C without glass)-Calorific value adjustment - Investment | 0.095045 | 0.51652
[65 empty] | 17 | 25 | LT | from 5 to 10% | DSO | Industrie | 50% industrial high temperature application (>500°C without glass) | Calorific value adjustment - LPG demand | 50% industrial high temperature application (>500°C without glass)-Calorific value adjustment - LPG demand | 0.83259 | 4.3883
[65 empty] | 17 | 26 | LT | from 5 to 10% | TSO | Transmission | gas chromatographs (GC) | Adaptation - Exchange helium | gas chromatographs (GC)-Adaptation - Exchange helium | 0.031558 | 0.24919
[65 empty] | 17 | 27 | LT | from 5 to 10% | DSO | Industrie | Chemical industry (material use), glass | Membrane for deblending - Investment | Chemical industry (material use), glass-Membrane for deblending - Investment | 1.7982 | 1.1319
[65 empty] | 17 | 28 | LT | from 5 to 10% | DSO | Industrie | Chemical industry (material use), glass | Membrane for deblending - H2. use | Chemical industry (material use), glass-Membrane for deblending - H2. use | 15.7524 | 8.6657
[65 empty] | 17 | 29 | LT | from 10 to 20% | TSO | Transmission | compresor gas grid | Component exchange - 50% Investment | compresor gas grid-Component exchange - 50% Investment | 0.073125 | 6.599
[65 empty] | 17 | 30 | LT | from 10 to 20% | TSO | Storage | compresor storage (cavern + porous) | Component exchange - 50% Investment | compresor storage (cavern + porous)-Component exchange - 50% Investment | 0 | 0
[65 empty] | 17 | 31 | LT | from 10 to 20% | TSO | Transmission | Instalation of higher gas turbine capacities for compressors - inkl. transit and storage | Investment +40% of excisting capacity | Instalation of higher gas turbine capacities for compressors - inkl. transit and storage-Investment +40% of excisting capacity | 0.02925 | 4.4763
[65 empty] | 17 | 32 | LT | from 10 to 20% | TSO | Transmission | Instalation of higher gas turbine capacities for compressors - inkl. transit and storage | Gas demand +40% of excisting transport losses | Instalation of higher gas turbine capacities for compressors - inkl. transit and storage-Gas demand +40% of excisting transport losses | 0.053638 | 1.5032
[65 empty] | 17 | 33 | LT | from 10 to 20% | TSO | Transmission | gas chromatographs (GC) | Adaptation - Exchange helium | gas chromatographs (GC)-Adaptation - Exchange helium | 0.031558 | 0
[65 empty] | 17 | 34 | LT | from 10 to 20% | DSO | End-use | CHP for power generation | Membrane for deblending - Investment | CHP for power generation-Membrane for deblending - Investment | 0.62056 | 1.553
[65 empty] | 17 | 35 | LT | from 10 to 20% | DSO | End-use | CHP for power generation | Membrane for deblending - electr. demand | CHP for power generation-Membrane for deblending - electr. demand | 1.0345 | 1.0112
[65 empty] | 17 | 36 | LT | from 10 to 20% | DSO | End-use | CHP for power generation | Membrane for deblending - H2. use | CHP for power generation-Membrane for deblending - H2. use | 1.0345 | 2.2764
[65 empty] | 17 | 37 | LT | from 10 to 20% | TSO | Storage | Gas pressure regulator storage withdrawal | +5% less energy required | Gas pressure regulator storage withdrawal- +5% less energy required | 0 | 0
[65 empty] | 17 | 38 | LT | from 10 to 20% | TSO | Storage | H2 losses by drying | 5% of H2 | H2 losses by drying- 5% of H2 | 0 | 0
[65 empty] | 17 | 39 | LT | from 10 to 20% | TSO | Transmission | Gas pressure regulator >40 to 16bar | +5% less energy required | Gas pressure regulator >40 to 16bar- +5% less energy required | 0.0015633 | -0.043811
[65 empty] | 17 | 40 | LT | from 10 to 20% | DSO | Distribution | Gas pressure regulator | Exchange Gas pressure regulator - Investment | Gas pressure regulator-Exchange Gas pressure regulator - Investment | 0.70061 | 1.9654
[65 empty] | 17 | 41 | LT | from 10 to 20% | DSO | Distribution | gas chromatographs (GC) | Additional PCS Analysers for calorific value reconstruction system | gas chromatographs (GC)-Additional PCS Analysers for calorific value reconstruction system | 0.14271 | 2.2537
[65 empty] | 17 | 42 | LT | from 10 to 20% | DSO | Distribution | Chemical industry (material use), glass | Membrane for deblending - Investment | Chemical industry (material use), glass-Membrane for deblending - Investment | 1.7982 | 1.7161
[65 empty] | 17 | 43 | LT | from 10 to 20% | DSO | Distribution | Chemical industry (material use), glass | Membrane for deblending - H2. use | Chemical industry (material use), glass-Membrane for deblending - H2. use | 31.5048 | 34.6629
[65 empty] | 17 | 44 | LT | from 10 to 20% | DSO | Distribution | Gas turbine for power generation (old stock) | Membrane for deblending - Investment | Gas turbine for power generation (old stock) -Membrane for deblending - Investment | 1.3922 | 1.3286
[65 empty] | 17 | 45 | LT | from 10 to 20% | DSO | Distribution | Gas turbine for power generation (old stock) | Membrane for deblending - H2. use | Gas turbine for power generation (old stock) -Membrane for deblending - H2. use | 1.0345 | 1.1382
[65 empty] | 17 | 46 | LT | from 10 to 20% | DSO | Distribution | Gas turbine for grid and storage | Membrane for deblending - Investment | Gas turbine for grid and storage-Membrane for deblending - Investment | 0.22159 | 0.57538
[65 empty] | 17 | 47 | LT | from 10 to 20% | DSO | Distribution | Gas turbine for grid and storage | Membrane for deblending - H2. use | Gas turbine for grid and storage-Membrane for deblending - H2. use | 0.13409 | 0.14754
[65 empty] | 17 | 48 | LT | from 10 to 20% | DSO | Distribution | industrial high temperature application (>500°C without glass) | Calorific value adjustment - LPG demand | industrial high temperature application (>500°C without glass)-Calorific value adjustment - LPG demand | 1.6652 | 8.7767
[65 empty] | 17 | 49 | LT | >20% | DSO | End-use | boilers | new heating boilers - Investment | boilers-new heating boilers - Investment | 7.3365 | 7.5765
[65 empty] | 17 | 50 | LT | >20% | DSO | … | … | new heating boilers - Investment | …-new heating boilers - Investment | 0 | 0
[65 empty] | 17 | 51 | LT | >20% | DSO | … | … | new heating boilers - Investment | …-new heating boilers - Investment | 0 | 0
[65 empty] | 18 | 1 | LU | <5% | TSO | Storage | Porous storage | Desulfurization and Drying - Investment | Porous storage-Desulfurization and Drying - Investment | 0 | 0
[65 empty] | 18 | 2 | LU | <5% | TSO | Industrie | 50% Chemical industry (material use), glass | Membrane for deblending - Investment | 50% Chemical industry (material use), glass-Membrane for deblending - Investment | 0.023428 | 0.021526
[65 empty] | 18 | 3 | LU | <5% | TSO | Industrie | 50% Chemical industry (material use), glass | Membrane for deblending - electr. demand | 50% Chemical industry (material use), glass-Membrane for deblending - electr. demand | 0.20523 | 0.20061
[65 empty] | 18 | 4 | LU | <5% | TSO | Industrie | 50% Chemical industry (material use), glass | Membrane for deblending - H2. use | 50% Chemical industry (material use), glass-Membrane for deblending - H2. use | 0.20523 | 0.1129
[65 empty] | 18 | 5 | LU | <5% | DSO | Industrie | 50% Chemical industry (material use), glass | Membrane for deblending - Investment | 50% Chemical industry (material use), glass-Membrane for deblending - Investment | 0.023428 | 0.021526
[65 empty] | 18 | 6 | LU | <5% | DSO | Industrie | 50% Chemical industry (material use), glass | Membrane for deblending - electr. demand | 50% Chemical industry (material use), glass-Membrane for deblending - electr. demand | 0.20523 | 0.20061
[65 empty] | 18 | 7 | LU | <5% | DSO | Industrie | 50% Chemical industry (material use), glass | Membrane for deblending - H2. use | 50% Chemical industry (material use), glass-Membrane for deblending - H2. use | 0.20523 | 0.1129
[65 empty] | 18 | 8 | LU | from 5 to 10% | TSO | End-use | Gas turbine for power generation (old stock) | Membrane for deblending - Investment | Gas turbine for power generation (old stock) -Membrane for deblending - Investment | 0.12419 | 0.19228
[65 empty] | 18 | 9 | LU | from 5 to 10% | TSO | End-use | Gas turbine for power generation (old stock) | Membrane for deblending - electr. demand | Gas turbine for power generation (old stock) -Membrane for deblending - electr. demand | 0.010066 | 0.0098394
[65 empty] | 18 | 10 | LU | from 5 to 10% | TSO | End-use | Gas turbine for power generation (old stock) | Membrane for deblending - H2. use | Gas turbine for power generation (old stock) -Membrane for deblending - H2. use | 0.010066 | 0.011075
[65 empty] | 18 | 11 | LU | from 5 to 10% | TSO | Transmission | Gas turbine for gas grid - inkl. transit | Membrane for deblending - Investment | Gas turbine for gas grid - inkl. transit-Membrane for deblending - Investment | 0.027087 | 0.10285
[65 empty] | 18 | 12 | LU | from 5 to 10% | TSO | Transmission | Gas turbine for gas grid - inkl. transit | Membrane for deblending - electr. demand | Gas turbine for gas grid - inkl. transit-Membrane for deblending - electr. demand | 0.016391 | 0.016641
[65 empty] | 18 | 13 | LU | from 5 to 10% | TSO | Transmission | Gas turbine for gas grid - inkl. transit | Membrane for deblending - H2. use | Gas turbine for gas grid - inkl. transit-Membrane for deblending - H2. use | 0.016391 | 0.018035
[65 empty] | 18 | 14 | LU | from 5 to 10% | TSO | Storage | Gas turbine for storage (cavern + porous) | Membrane for deblending - Investment | Gas turbine for storage (cavern + porous)-Membrane for deblending - Investment | 0 | 0
[65 empty] | 18 | 15 | LU | from 5 to 10% | TSO | Storage | Gas turbine for storage (cavern + porous) | Membrane for deblending - electr. demand | Gas turbine for storage (cavern + porous)-Membrane for deblending - electr. demand | 0 | 0
[65 empty] | 18 | 16 | LU | from 5 to 10% | TSO | Storage | Gas turbine for storage (cavern + porous) | Membrane for deblending - H2. use | Gas turbine for storage (cavern + porous)-Membrane for deblending - H2. use | 0 | 0
[65 empty] | 18 | 17 | LU | from 5 to 10% | TSO | Industrie | 50% industrial high temperature application (>500°C without glass) | Calorific value adjustment - Investment | 50% industrial high temperature application (>500°C without glass)-Calorific value adjustment - Investment | 0.094127 | 0.51153
[65 empty] | 18 | 18 | LU | from 5 to 10% | TSO | Industrie | 50% industrial high temperature application (>500°C without glass) | Calorific value adjustment - LPG demand | 50% industrial high temperature application (>500°C without glass)-Calorific value adjustment - LPG demand | 0.82455 | 4.3459
[65 empty] | 18 | 19 | LU | from 5 to 10% | TSO | Transmission | Instalation of higher gas turbine capacities for compressors - inkl. transit and storage | Investment +30% of excisting capacity | Instalation of higher gas turbine capacities for compressors - inkl. transit and storage-Investment +30% of excisting capacity | 0.0026816 | 0.41038
[65 empty] | 18 | 20 | LU | from 5 to 10% | TSO | Transmission | Instalation of higher gas turbine capacities for compressors - inkl. transit and storage | Gas demand +30% of excisting transport losses | Instalation of higher gas turbine capacities for compressors - inkl. transit and storage-Gas demand +30% of excisting transport losses | 0.0049174 | 0.13781
[65 empty] | 18 | 21 | LU | from 5 to 10% | TSO | Storage | Gas pressure regulator storage withdrawal | +3% less energy required | Gas pressure regulator storage withdrawal- +3% less energy required | 0 | 0
[65 empty] | 18 | 22 | LU | from 5 to 10% | TSO | Storage | H2 losses by drying | 5% of H2 | H2 losses by drying- 5% of H2 | 0 | 0
[65 empty] | 18 | 23 | LU | from 5 to 10% | TSO | Transmission | Gas pressure regulator >40 to 16bar | +3% less energy required | Gas pressure regulator >40 to 16bar- +3% less energy required | 0.00012675 | -0.003552
[65 empty] | 18 | 24 | LU | from 5 to 10% | DSO | Industrie | 50% industrial high temperature application (>500°C without glass) | Calorific value adjustment - Investment | 50% industrial high temperature application (>500°C without glass)-Calorific value adjustment - Investment | 0.094127 | 0.51153
[65 empty] | 18 | 25 | LU | from 5 to 10% | DSO | Industrie | 50% industrial high temperature application (>500°C without glass) | Calorific value adjustment - LPG demand | 50% industrial high temperature application (>500°C without glass)-Calorific value adjustment - LPG demand | 0.82455 | 4.3459
[65 empty] | 18 | 26 | LU | from 5 to 10% | TSO | Transmission | gas chromatographs (GC) | Adaptation - Exchange helium | gas chromatographs (GC)-Adaptation - Exchange helium | 0.0044357 | 0.035025
[65 empty] | 18 | 27 | LU | from 5 to 10% | DSO | Industrie | Chemical industry (material use), glass | Membrane for deblending - Investment | Chemical industry (material use), glass-Membrane for deblending - Investment | 0.046857 | 0.029494
[65 empty] | 18 | 28 | LU | from 5 to 10% | DSO | Industrie | Chemical industry (material use), glass | Membrane for deblending - H2. use | Chemical industry (material use), glass-Membrane for deblending - H2. use | 0.41047 | 0.22581
[65 empty] | 18 | 29 | LU | from 10 to 20% | TSO | Transmission | compresor gas grid | Component exchange - 50% Investment | compresor gas grid-Component exchange - 50% Investment | 0.0089386 | 0.80664
[65 empty] | 18 | 30 | LU | from 10 to 20% | TSO | Storage | compresor storage (cavern + porous) | Component exchange - 50% Investment | compresor storage (cavern + porous)-Component exchange - 50% Investment | 0 | 0
[65 empty] | 18 | 31 | LU | from 10 to 20% | TSO | Transmission | Instalation of higher gas turbine capacities for compressors - inkl. transit and storage | Investment +40% of excisting capacity | Instalation of higher gas turbine capacities for compressors - inkl. transit and storage-Investment +40% of excisting capacity | 0.0035754 | 0.54717
[65 empty] | 18 | 32 | LU | from 10 to 20% | TSO | Transmission | Instalation of higher gas turbine capacities for compressors - inkl. transit and storage | Gas demand +40% of excisting transport losses | Instalation of higher gas turbine capacities for compressors - inkl. transit and storage-Gas demand +40% of excisting transport losses | 0.0065566 | 0.18375
[65 empty] | 18 | 33 | LU | from 10 to 20% | TSO | Transmission | gas chromatographs (GC) | Adaptation - Exchange helium | gas chromatographs (GC)-Adaptation - Exchange helium | 0.0044357 | 0
[65 empty] | 18 | 34 | LU | from 10 to 20% | DSO | End-use | CHP for power generation | Membrane for deblending - Investment | CHP for power generation-Membrane for deblending - Investment | 0.016362 | 0.040947
[65 empty] | 18 | 35 | LU | from 10 to 20% | DSO | End-use | CHP for power generation | Membrane for deblending - electr. demand | CHP for power generation-Membrane for deblending - electr. demand | 0.0032211 | 0.0031485
[65 empty] | 18 | 36 | LU | from 10 to 20% | DSO | End-use | CHP for power generation | Membrane for deblending - H2. use | CHP for power generation-Membrane for deblending - H2. use | 0.0032211 | 0.0070879
[65 empty] | 18 | 37 | LU | from 10 to 20% | TSO | Storage | Gas pressure regulator storage withdrawal | +5% less energy required | Gas pressure regulator storage withdrawal- +5% less energy required | 0 | 0
[65 empty] | 18 | 38 | LU | from 10 to 20% | TSO | Storage | H2 losses by drying | 5% of H2 | H2 losses by drying- 5% of H2 | 0 | 0
[65 empty] | 18 | 39 | LU | from 10 to 20% | TSO | Transmission | Gas pressure regulator >40 to 16bar | +5% less energy required | Gas pressure regulator >40 to 16bar- +5% less energy required | 0.00021124 | -0.00592
[65 empty] | 18 | 40 | LU | from 10 to 20% | DSO | Distribution | Gas pressure regulator | Exchange Gas pressure regulator - Investment | Gas pressure regulator-Exchange Gas pressure regulator - Investment | 0.23925 | 0.67114
[65 empty] | 18 | 41 | LU | from 10 to 20% | DSO | Distribution | gas chromatographs (GC) | Additional PCS Analysers for calorific value reconstruction system | gas chromatographs (GC)-Additional PCS Analysers for calorific value reconstruction system | 0.048733 | 0.76961
[65 empty] | 18 | 42 | LU | from 10 to 20% | DSO | Distribution | Chemical industry (material use), glass | Membrane for deblending - Investment | Chemical industry (material use), glass-Membrane for deblending - Investment | 0.046857 | 0.044716
[65 empty] | 18 | 43 | LU | from 10 to 20% | DSO | Distribution | Chemical industry (material use), glass | Membrane for deblending - H2. use | Chemical industry (material use), glass-Membrane for deblending - H2. use | 0.82093 | 0.90323
[65 empty] | 18 | 44 | LU | from 10 to 20% | DSO | Distribution | Gas turbine for power generation (old stock) | Membrane for deblending - Investment | Gas turbine for power generation (old stock) -Membrane for deblending - Investment | 0.12419 | 0.11851
[65 empty] | 18 | 45 | LU | from 10 to 20% | DSO | Distribution | Gas turbine for power generation (old stock) | Membrane for deblending - H2. use | Gas turbine for power generation (old stock) -Membrane for deblending - H2. use | 0.010066 | 0.011075
[65 empty] | 18 | 46 | LU | from 10 to 20% | DSO | Distribution | Gas turbine for grid and storage | Membrane for deblending - Investment | Gas turbine for grid and storage-Membrane for deblending - Investment | 0.027087 | 0.070333
[65 empty] | 18 | 47 | LU | from 10 to 20% | DSO | Distribution | Gas turbine for grid and storage | Membrane for deblending - H2. use | Gas turbine for grid and storage-Membrane for deblending - H2. use | 0.016391 | 0.018035
[65 empty] | 18 | 48 | LU | from 10 to 20% | DSO | Distribution | industrial high temperature application (>500°C without glass) | Calorific value adjustment - LPG demand | industrial high temperature application (>500°C without glass)-Calorific value adjustment - LPG demand | 1.6491 | 8.6919
[65 empty] | 18 | 49 | LU | >20% | DSO | End-use | boilers | new heating boilers - Investment | boilers-new heating boilers - Investment | 29.2479 | 30.205
[65 empty] | 18 | 50 | LU | >20% | DSO | … | … | new heating boilers - Investment | …-new heating boilers - Investment | 0 | 0
[65 empty] | 18 | 51 | LU | >20% | DSO | … | … | new heating boilers - Investment | …-new heating boilers - Investment | 0 | 0
[65 empty] | 19 | 1 | LV | <5% | TSO | Storage | Porous storage | Desulfurization and Drying - Investment | Porous storage-Desulfurization and Drying - Investment | 1.2369 | 7.2298
[65 empty] | 19 | 2 | LV | <5% | TSO | Industrie | 50% Chemical industry (material use), glass | Membrane for deblending - Investment | 50% Chemical industry (material use), glass-Membrane for deblending - Investment | 0 | 0
[65 empty] | 19 | 3 | LV | <5% | TSO | Industrie | 50% Chemical industry (material use), glass | Membrane for deblending - electr. demand | 50% Chemical industry (material use), glass-Membrane for deblending - electr. demand | 0 | 0
[65 empty] | 19 | 4 | LV | <5% | TSO | Industrie | 50% Chemical industry (material use), glass | Membrane for deblending - H2. use | 50% Chemical industry (material use), glass-Membrane for deblending - H2. use | 0 | 0
[65 empty] | 19 | 5 | LV | <5% | DSO | Industrie | 50% Chemical industry (material use), glass | Membrane for deblending - Investment | 50% Chemical industry (material use), glass-Membrane for deblending - Investment | 0 | 0
[65 empty] | 19 | 6 | LV | <5% | DSO | Industrie | 50% Chemical industry (material use), glass | Membrane for deblending - electr. demand | 50% Chemical industry (material use), glass-Membrane for deblending - electr. demand | 0 | 0
[65 empty] | 19 | 7 | LV | <5% | DSO | Industrie | 50% Chemical industry (material use), glass | Membrane for deblending - H2. use | 50% Chemical industry (material use), glass-Membrane for deblending - H2. use | 0 | 0
[65 empty] | 19 | 8 | LV | from 5 to 10% | TSO | End-use | Gas turbine for power generation (old stock) | Membrane for deblending - Investment | Gas turbine for power generation (old stock) -Membrane for deblending - Investment | 1.5171 | 2.3488
[65 empty] | 19 | 9 | LV | from 5 to 10% | TSO | End-use | Gas turbine for power generation (old stock) | Membrane for deblending - electr. demand | Gas turbine for power generation (old stock) -Membrane for deblending - electr. demand | 3.328 | 3.253
[65 empty] | 19 | 10 | LV | from 5 to 10% | TSO | End-use | Gas turbine for power generation (old stock) | Membrane for deblending - H2. use | Gas turbine for power generation (old stock) -Membrane for deblending - H2. use | 3.328 | 3.6616
[65 empty] | 19 | 11 | LV | from 5 to 10% | TSO | Transmission | Gas turbine for gas grid - inkl. transit | Membrane for deblending - Investment | Gas turbine for gas grid - inkl. transit-Membrane for deblending - Investment | 0.063311 | 0.24039
[65 empty] | 19 | 12 | LV | from 5 to 10% | TSO | Transmission | Gas turbine for gas grid - inkl. transit | Membrane for deblending - electr. demand | Gas turbine for gas grid - inkl. transit-Membrane for deblending - electr. demand | 0.038312 | 0.038896
[65 empty] | 19 | 13 | LV | from 5 to 10% | TSO | Transmission | Gas turbine for gas grid - inkl. transit | Membrane for deblending - H2. use | Gas turbine for gas grid - inkl. transit-Membrane for deblending - H2. use | 0.038312 | 0.042153
[65 empty] | 19 | 14 | LV | from 5 to 10% | TSO | Storage | Gas turbine for storage (cavern + porous) | Membrane for deblending - Investment | Gas turbine for storage (cavern + porous)-Membrane for deblending - Investment | 0.08496 | 0.32259
[65 empty] | 19 | 15 | LV | from 5 to 10% | TSO | Storage | Gas turbine for storage (cavern + porous) | Membrane for deblending - electr. demand | Gas turbine for storage (cavern + porous)-Membrane for deblending - electr. demand | 0.091037 | 0.092423
[65 empty] | 19 | 16 | LV | from 5 to 10% | TSO | Storage | Gas turbine for storage (cavern + porous) | Membrane for deblending - H2. use | Gas turbine for storage (cavern + porous)-Membrane for deblending - H2. use | 0.091037 | 0.10016
[65 empty] | 19 | 17 | LV | from 5 to 10% | TSO | Industrie | 50% industrial high temperature application (>500°C without glass) | Calorific value adjustment - Investment | 50% industrial high temperature application (>500°C without glass)-Calorific value adjustment - Investment | 0.021718 | 0.11803
[65 empty] | 19 | 18 | LV | from 5 to 10% | TSO | Industrie | 50% industrial high temperature application (>500°C without glass) | Calorific value adjustment - LPG demand | 50% industrial high temperature application (>500°C without glass)-Calorific value adjustment - LPG demand | 0.19025 | 1.0028
[65 empty] | 19 | 19 | LV | from 5 to 10% | TSO | Transmission | Instalation of higher gas turbine capacities for compressors - inkl. transit and storage | Investment +30% of excisting capacity | Instalation of higher gas turbine capacities for compressors - inkl. transit and storage-Investment +30% of excisting capacity | 0.014679 | 2.2464
[65 empty] | 19 | 20 | LV | from 5 to 10% | TSO | Transmission | Instalation of higher gas turbine capacities for compressors - inkl. transit and storage | Gas demand +30% of excisting transport losses | Instalation of higher gas turbine capacities for compressors - inkl. transit and storage-Gas demand +30% of excisting transport losses | 0.038805 | 1.0875
[65 empty] | 19 | 21 | LV | from 5 to 10% | TSO | Storage | Gas pressure regulator storage withdrawal | +3% less energy required | Gas pressure regulator storage withdrawal- +3% less energy required | 0.00040245 | -0.011279
[65 empty] | 19 | 22 | LV | from 5 to 10% | TSO | Storage | H2 losses by drying | 5% of H2 | H2 losses by drying- 5% of H2 | 0.034139 | 1.7069
[65 empty] | 19 | 23 | LV | from 5 to 10% | TSO | Transmission | Gas pressure regulator >40 to 16bar | +3% less energy required | Gas pressure regulator >40 to 16bar- +3% less energy required | 0.00025206 | -0.007064
[65 empty] | 19 | 24 | LV | from 5 to 10% | DSO | Industrie | 50% industrial high temperature application (>500°C without glass) | Calorific value adjustment - Investment | 50% industrial high temperature application (>500°C without glass)-Calorific value adjustment - Investment | 0.021718 | 0.11803
[65 empty] | 19 | 25 | LV | from 5 to 10% | DSO | Industrie | 50% industrial high temperature application (>500°C without glass) | Calorific value adjustment - LPG demand | 50% industrial high temperature application (>500°C without glass)-Calorific value adjustment - LPG demand | 0.19025 | 1.0028
[65 empty] | 19 | 26 | LV | from 5 to 10% | TSO | Transmission | gas chromatographs (GC) | Adaptation - Exchange helium | gas chromatographs (GC)-Adaptation - Exchange helium | 0.017743 | 0.1401
[65 empty] | 19 | 27 | LV | from 5 to 10% | DSO | Industrie | Chemical industry (material use), glass | Membrane for deblending - Investment | Chemical industry (material use), glass-Membrane for deblending - Investment | 0 | 0
[65 empty] | 19 | 28 | LV | from 5 to 10% | DSO | Industrie | Chemical industry (material use), glass | Membrane for deblending - H2. use | Chemical industry (material use), glass-Membrane for deblending - H2. use | 0 | 0
[65 empty] | 19 | 29 | LV | from 10 to 20% | TSO | Transmission | compresor gas grid | Component exchange - 50% Investment | compresor gas grid-Component exchange - 50% Investment | 0.020893 | 1.8854
[65 empty] | 19 | 30 | LV | from 10 to 20% | TSO | Storage | compresor storage (cavern + porous) | Component exchange - 50% Investment | compresor storage (cavern + porous)-Component exchange - 50% Investment | 0.028037 | 2.5301
[65 empty] | 19 | 31 | LV | from 10 to 20% | TSO | Transmission | Instalation of higher gas turbine capacities for compressors - inkl. transit and storage | Investment +40% of excisting capacity | Instalation of higher gas turbine capacities for compressors - inkl. transit and storage-Investment +40% of excisting capacity | 0.019572 | 2.9952
[65 empty] | 19 | 32 | LV | from 10 to 20% | TSO | Transmission | Instalation of higher gas turbine capacities for compressors - inkl. transit and storage | Gas demand +40% of excisting transport losses | Instalation of higher gas turbine capacities for compressors - inkl. transit and storage-Gas demand +40% of excisting transport losses | 0.05174 | 1.45
[65 empty] | 19 | 33 | LV | from 10 to 20% | TSO | Transmission | gas chromatographs (GC) | Adaptation - Exchange helium | gas chromatographs (GC)-Adaptation - Exchange helium | 0.017743 | 0
[65 empty] | 19 | 34 | LV | from 10 to 20% | DSO | End-use | CHP for power generation | Membrane for deblending - Investment | CHP for power generation-Membrane for deblending - Investment | 1.4228 | 3.5606
[65 empty] | 19 | 35 | LV | from 10 to 20% | DSO | End-use | CHP for power generation | Membrane for deblending - electr. demand | CHP for power generation-Membrane for deblending - electr. demand | 3.328 | 3.253
[65 empty] | 19 | 36 | LV | from 10 to 20% | DSO | End-use | CHP for power generation | Membrane for deblending - H2. use | CHP for power generation-Membrane for deblending - H2. use | 3.328 | 7.3233
[65 empty] | 19 | 37 | LV | from 10 to 20% | TSO | Storage | Gas pressure regulator storage withdrawal | +5% less energy required | Gas pressure regulator storage withdrawal- +5% less energy required | 0.00067076 | -0.018798
[65 empty] | 19 | 38 | LV | from 10 to 20% | TSO | Storage | H2 losses by drying | 5% of H2 | H2 losses by drying- 5% of H2 | 0.034139 | 1.7069
[65 empty] | 19 | 39 | LV | from 10 to 20% | TSO | Transmission | Gas pressure regulator >40 to 16bar | +5% less energy required | Gas pressure regulator >40 to 16bar- +5% less energy required | 0.00042011 | -0.011773
[65 empty] | 19 | 40 | LV | from 10 to 20% | DSO | Distribution | Gas pressure regulator | Exchange Gas pressure regulator - Investment | Gas pressure regulator-Exchange Gas pressure regulator - Investment | 0.41208 | 1.156
[65 empty] | 19 | 41 | LV | from 10 to 20% | DSO | Distribution | gas chromatographs (GC) | Additional PCS Analysers for calorific value reconstruction system | gas chromatographs (GC)-Additional PCS Analysers for calorific value reconstruction system | 0.083937 | 1.3256
[65 empty] | 19 | 42 | LV | from 10 to 20% | DSO | Distribution | Chemical industry (material use), glass | Membrane for deblending - Investment | Chemical industry (material use), glass-Membrane for deblending - Investment | 0 | 0
[65 empty] | 19 | 43 | LV | from 10 to 20% | DSO | Distribution | Chemical industry (material use), glass | Membrane for deblending - H2. use | Chemical industry (material use), glass-Membrane for deblending - H2. use | 0 | 0
[65 empty] | 19 | 44 | LV | from 10 to 20% | DSO | Distribution | Gas turbine for power generation (old stock) | Membrane for deblending - Investment | Gas turbine for power generation (old stock) -Membrane for deblending - Investment | 1.5171 | 1.4478
[65 empty] | 19 | 45 | LV | from 10 to 20% | DSO | Distribution | Gas turbine for power generation (old stock) | Membrane for deblending - H2. use | Gas turbine for power generation (old stock) -Membrane for deblending - H2. use | 3.328 | 3.6616
[65 empty] | 19 | 46 | LV | from 10 to 20% | DSO | Distribution | Gas turbine for grid and storage | Membrane for deblending - Investment | Gas turbine for grid and storage-Membrane for deblending - Investment | 0.14827 | 0.385
[65 empty] | 19 | 47 | LV | from 10 to 20% | DSO | Distribution | Gas turbine for grid and storage | Membrane for deblending - H2. use | Gas turbine for grid and storage-Membrane for deblending - H2. use | 0.12935 | 0.14232
[65 empty] | 19 | 48 | LV | from 10 to 20% | DSO | Distribution | industrial high temperature application (>500°C without glass) | Calorific value adjustment - LPG demand | industrial high temperature application (>500°C without glass)-Calorific value adjustment - LPG demand | 0.3805 | 2.0055
[65 empty] | 19 | 49 | LV | >20% | DSO | End-use | boilers | new heating boilers - Investment | boilers-new heating boilers - Investment | 17.7195 | 18.2993
[65 empty] | 19 | 50 | LV | >20% | DSO | … | … | new heating boilers - Investment | …-new heating boilers - Investment | 0 | 0
[65 empty] | 19 | 51 | LV | >20% | DSO | … | … | new heating boilers - Investment | …-new heating boilers - Investment | 0 | 0
[65 empty] | 20 | 1 | MT | <5% | TSO | Storage | Porous storage | Desulfurization and Drying - Investment | Porous storage-Desulfurization and Drying - Investment | 0 | 0
[65 empty] | 20 | 2 | MT | <5% | TSO | Industrie | 50% Chemical industry (material use), glass | Membrane for deblending - Investment | 50% Chemical industry (material use), glass-Membrane for deblending - Investment | 0 | 0
[65 empty] | 20 | 3 | MT | <5% | TSO | Industrie | 50% Chemical industry (material use), glass | Membrane for deblending - electr. demand | 50% Chemical industry (material use), glass-Membrane for deblending - electr. demand | 0 | 0
[65 empty] | 20 | 4 | MT | <5% | TSO | Industrie | 50% Chemical industry (material use), glass | Membrane for deblending - H2. use | 50% Chemical industry (material use), glass-Membrane for deblending - H2. use | 0 | 0
[65 empty] | 20 | 5 | MT | <5% | DSO | Industrie | 50% Chemical industry (material use), glass | Membrane for deblending - Investment | 50% Chemical industry (material use), glass-Membrane for deblending - Investment | 0 | 0
[65 empty] | 20 | 6 | MT | <5% | DSO | Industrie | 50% Chemical industry (material use), glass | Membrane for deblending - electr. demand | 50% Chemical industry (material use), glass-Membrane for deblending - electr. demand | 0 | 0
[65 empty] | 20 | 7 | MT | <5% | DSO | Industrie | 50% Chemical industry (material use), glass | Membrane for deblending - H2. use | 50% Chemical industry (material use), glass-Membrane for deblending - H2. use | 0 | 0
[65 empty] | 20 | 8 | MT | from 5 to 10% | TSO | End-use | Gas turbine for power generation (old stock) | Membrane for deblending - Investment | Gas turbine for power generation (old stock) -Membrane for deblending - Investment | 0.24625 | 0.38126
[65 empty] | 20 | 9 | MT | from 5 to 10% | TSO | End-use | Gas turbine for power generation (old stock) | Membrane for deblending - electr. demand | Gas turbine for power generation (old stock) -Membrane for deblending - electr. demand | 0.52404 | 0.51223
[65 empty] | 20 | 10 | MT | from 5 to 10% | TSO | End-use | Gas turbine for power generation (old stock) | Membrane for deblending - H2. use | Gas turbine for power generation (old stock) -Membrane for deblending - H2. use | 0.52404 | 0.57658
[65 empty] | 20 | 11 | MT | from 5 to 10% | TSO | Transmission | Gas turbine for gas grid - inkl. transit | Membrane for deblending - Investment | Gas turbine for gas grid - inkl. transit-Membrane for deblending - Investment | 0 | 0
[65 empty] | 20 | 12 | MT | from 5 to 10% | TSO | Transmission | Gas turbine for gas grid - inkl. transit | Membrane for deblending - electr. demand | Gas turbine for gas grid - inkl. transit-Membrane for deblending - electr. demand | 0 | 0
[65 empty] | 20 | 13 | MT | from 5 to 10% | TSO | Transmission | Gas turbine for gas grid - inkl. transit | Membrane for deblending - H2. use | Gas turbine for gas grid - inkl. transit-Membrane for deblending - H2. use | 0 | 0
[65 empty] | 20 | 14 | MT | from 5 to 10% | TSO | Storage | Gas turbine for storage (cavern + porous) | Membrane for deblending - Investment | Gas turbine for storage (cavern + porous)-Membrane for deblending - Investment | 0 | 0
[65 empty] | 20 | 15 | MT | from 5 to 10% | TSO | Storage | Gas turbine for storage (cavern + porous) | Membrane for deblending - electr. demand | Gas turbine for storage (cavern + porous)-Membrane for deblending - electr. demand | 0 | 0
[65 empty] | 20 | 16 | MT | from 5 to 10% | TSO | Storage | Gas turbine for storage (cavern + porous) | Membrane for deblending - H2. use | Gas turbine for storage (cavern + porous)-Membrane for deblending - H2. use | 0 | 0
[65 empty] | 20 | 17 | MT | from 5 to 10% | TSO | Industrie | 50% industrial high temperature application (>500°C without glass) | Calorific value adjustment - Investment | 50% industrial high temperature application (>500°C without glass)-Calorific value adjustment - Investment | 0.00036414 | 0.0019789
[65 empty] | 20 | 18 | MT | from 5 to 10% | TSO | Industrie | 50% industrial high temperature application (>500°C without glass) | Calorific value adjustment - LPG demand | 50% industrial high temperature application (>500°C without glass)-Calorific value adjustment - LPG demand | 0.0031899 | 0.016813
[65 empty] | 20 | 19 | MT | from 5 to 10% | TSO | Transmission | Instalation of higher gas turbine capacities for compressors - inkl. transit and storage | Investment +30% of excisting capacity | Instalation of higher gas turbine capacities for compressors - inkl. transit and storage-Investment +30% of excisting capacity | 0 | 0
[65 empty] | 20 | 20 | MT | from 5 to 10% | TSO | Transmission | Instalation of higher gas turbine capacities for compressors - inkl. transit and storage | Gas demand +30% of excisting transport losses | Instalation of higher gas turbine capacities for compressors - inkl. transit and storage-Gas demand +30% of excisting transport losses | 0 | 0
[65 empty] | 20 | 21 | MT | from 5 to 10% | TSO | Storage | Gas pressure regulator storage withdrawal | +3% less energy required | Gas pressure regulator storage withdrawal- +3% less energy required | 0 | 0
[65 empty] | 20 | 22 | MT | from 5 to 10% | TSO | Storage | H2 losses by drying | 5% of H2 | H2 losses by drying- 5% of H2 | 0 | 0
[65 empty] | 20 | 23 | MT | from 5 to 10% | TSO | Transmission | Gas pressure regulator >40 to 16bar | +3% less energy required | Gas pressure regulator >40 to 16bar- +3% less energy required | 0.00017349 | -0.0048621
[65 empty] | 20 | 24 | MT | from 5 to 10% | DSO | Industrie | 50% industrial high temperature application (>500°C without glass) | Calorific value adjustment - Investment | 50% industrial high temperature application (>500°C without glass)-Calorific value adjustment - Investment | 0.00036414 | 0.0019789
[65 empty] | 20 | 25 | MT | from 5 to 10% | DSO | Industrie | 50% industrial high temperature application (>500°C without glass) | Calorific value adjustment - LPG demand | 50% industrial high temperature application (>500°C without glass)-Calorific value adjustment - LPG demand | 0.0031899 | 0.016813
[65 empty] | 20 | 26 | MT | from 5 to 10% | TSO | Transmission | gas chromatographs (GC) | Adaptation - Exchange helium | gas chromatographs (GC)-Adaptation - Exchange helium | 0 | 0
[65 empty] | 20 | 27 | MT | from 5 to 10% | DSO | Industrie | Chemical industry (material use), glass | Membrane for deblending - Investment | Chemical industry (material use), glass-Membrane for deblending - Investment | 0 | 0
[65 empty] | 20 | 28 | MT | from 5 to 10% | DSO | Industrie | Chemical industry (material use), glass | Membrane for deblending - H2. use | Chemical industry (material use), glass-Membrane for deblending - H2. use | 0 | 0
[65 empty] | 20 | 29 | MT | from 10 to 20% | TSO | Transmission | compresor gas grid | Component exchange - 50% Investment | compresor gas grid-Component exchange - 50% Investment | 0 | 0
[65 empty] | 20 | 30 | MT | from 10 to 20% | TSO | Storage | compresor storage (cavern + porous) | Component exchange - 50% Investment | compresor storage (cavern + porous)-Component exchange - 50% Investment | 0 | 0
[65 empty] | 20 | 31 | MT | from 10 to 20% | TSO | Transmission | Instalation of higher gas turbine capacities for compressors - inkl. transit and storage | Investment +40% of excisting capacity | Instalation of higher gas turbine capacities for compressors - inkl. transit and storage-Investment +40% of excisting capacity | 0 | 0
[65 empty] | 20 | 32 | MT | from 10 to 20% | TSO | Transmission | Instalation of higher gas turbine capacities for compressors - inkl. transit and storage | Gas demand +40% of excisting transport losses | Instalation of higher gas turbine capacities for compressors - inkl. transit and storage-Gas demand +40% of excisting transport losses | 0 | 0
[65 empty] | 20 | 33 | MT | from 10 to 20% | TSO | Transmission | gas chromatographs (GC) | Adaptation - Exchange helium | gas chromatographs (GC)-Adaptation - Exchange helium | 0 | 0
[65 empty] | 20 | 34 | MT | from 10 to 20% | DSO | End-use | CHP for power generation | Membrane for deblending - Investment | CHP for power generation-Membrane for deblending - Investment | 0.24625 | 0.61626
[65 empty] | 20 | 35 | MT | from 10 to 20% | DSO | End-use | CHP for power generation | Membrane for deblending - electr. demand | CHP for power generation-Membrane for deblending - electr. demand | 0.52404 | 0.51223
[65 empty] | 20 | 36 | MT | from 10 to 20% | DSO | End-use | CHP for power generation | Membrane for deblending - H2. use | CHP for power generation-Membrane for deblending - H2. use | 0.52404 | 1.1532
[65 empty] | 20 | 37 | MT | from 10 to 20% | TSO | Storage | Gas pressure regulator storage withdrawal | +5% less energy required | Gas pressure regulator storage withdrawal- +5% less energy required | 0 | 0
[65 empty] | 20 | 38 | MT | from 10 to 20% | TSO | Storage | H2 losses by drying | 5% of H2 | H2 losses by drying- 5% of H2 | 0 | 0
[65 empty] | 20 | 39 | MT | from 10 to 20% | TSO | Transmission | Gas pressure regulator >40 to 16bar | +5% less energy required | Gas pressure regulator >40 to 16bar- +5% less energy required | 0.00028916 | -0.0081036
[65 empty] | 20 | 40 | MT | from 10 to 20% | DSO | Distribution | Gas pressure regulator | Exchange Gas pressure regulator - Investment | Gas pressure regulator-Exchange Gas pressure regulator - Investment | 0 | 0
[65 empty] | 20 | 41 | MT | from 10 to 20% | DSO | Distribution | gas chromatographs (GC) | Additional PCS Analysers for calorific value reconstruction system | gas chromatographs (GC)-Additional PCS Analysers for calorific value reconstruction system | 0 | 0
[65 empty] | 20 | 42 | MT | from 10 to 20% | DSO | Distribution | Chemical industry (material use), glass | Membrane for deblending - Investment | Chemical industry (material use), glass-Membrane for deblending - Investment | 0 | 0
[65 empty] | 20 | 43 | MT | from 10 to 20% | DSO | Distribution | Chemical industry (material use), glass | Membrane for deblending - H2. use | Chemical industry (material use), glass-Membrane for deblending - H2. use | 0 | 0
[65 empty] | 20 | 44 | MT | from 10 to 20% | DSO | Distribution | Gas turbine for power generation (old stock) | Membrane for deblending - Investment | Gas turbine for power generation (old stock) -Membrane for deblending - Investment | 0.24625 | 0.235
[65 empty] | 20 | 45 | MT | from 10 to 20% | DSO | Distribution | Gas turbine for power generation (old stock) | Membrane for deblending - H2. use | Gas turbine for power generation (old stock) -Membrane for deblending - H2. use | 0.52404 | 0.57658
[65 empty] | 20 | 46 | MT | from 10 to 20% | DSO | Distribution | Gas turbine for grid and storage | Membrane for deblending - Investment | Gas turbine for grid and storage-Membrane for deblending - Investment | 0 | 0
[65 empty] | 20 | 47 | MT | from 10 to 20% | DSO | Distribution | Gas turbine for grid and storage | Membrane for deblending - H2. use | Gas turbine for grid and storage-Membrane for deblending - H2. use | 0 | 0
[65 empty] | 20 | 48 | MT | from 10 to 20% | DSO | Distribution | industrial high temperature application (>500°C without glass) | Calorific value adjustment - LPG demand | industrial high temperature application (>500°C without glass)-Calorific value adjustment - LPG demand | 0.0063798 | 0.033626
[65 empty] | 20 | 49 | MT | >20% | DSO | End-use | boilers | new heating boilers - Investment | boilers-new heating boilers - Investment | 0.00054969 | 0.00056768
[65 empty] | 20 | 50 | MT | >20% | DSO | … | … | new heating boilers - Investment | …-new heating boilers - Investment | 0 | 0
[65 empty] | 20 | 51 | MT | >20% | DSO | … | … | new heating boilers - Investment | …-new heating boilers - Investment | 0 | 0
[65 empty] | 21 | 1 | NL | <5% | TSO | Storage | Porous storage | Desulfurization and Drying - Investment | Porous storage-Desulfurization and Drying - Investment | 9.3016 | 54.3686
[65 empty] | 21 | 2 | NL | <5% | TSO | Industrie | 50% Chemical industry (material use), glass | Membrane for deblending - Investment | 50% Chemical industry (material use), glass-Membrane for deblending - Investment | 1.7639 | 1.6207
[65 empty] | 21 | 3 | NL | <5% | TSO | Industrie | 50% Chemical industry (material use), glass | Membrane for deblending - electr. demand | 50% Chemical industry (material use), glass-Membrane for deblending - electr. demand | 15.4517 | 15.1035
[65 empty] | 21 | 4 | NL | <5% | TSO | Industrie | 50% Chemical industry (material use), glass | Membrane for deblending - H2. use | 50% Chemical industry (material use), glass-Membrane for deblending - H2. use | 15.4517 | 8.5003
[65 empty] | 21 | 5 | NL | <5% | DSO | Industrie | 50% Chemical industry (material use), glass | Membrane for deblending - Investment | 50% Chemical industry (material use), glass-Membrane for deblending - Investment | 1.7639 | 1.6207
[65 empty] | 21 | 6 | NL | <5% | DSO | Industrie | 50% Chemical industry (material use), glass | Membrane for deblending - electr. demand | 50% Chemical industry (material use), glass-Membrane for deblending - electr. demand | 15.4517 | 15.1035
[65 empty] | 21 | 7 | NL | <5% | DSO | Industrie | 50% Chemical industry (material use), glass | Membrane for deblending - H2. use | 50% Chemical industry (material use), glass-Membrane for deblending - H2. use | 15.4517 | 8.5003
[65 empty] | 21 | 8 | NL | from 5 to 10% | TSO | End-use | Gas turbine for power generation (old stock) | Membrane for deblending - Investment | Gas turbine for power generation (old stock) -Membrane for deblending - Investment | 13.31 | 20.6073
[65 empty] | 21 | 9 | NL | from 5 to 10% | TSO | End-use | Gas turbine for power generation (old stock) | Membrane for deblending - electr. demand | Gas turbine for power generation (old stock) -Membrane for deblending - electr. demand | 29.4014 | 28.7388
[65 empty] | 21 | 10 | NL | from 5 to 10% | TSO | End-use | Gas turbine for power generation (old stock) | Membrane for deblending - H2. use | Gas turbine for power generation (old stock) -Membrane for deblending - H2. use | 29.4014 | 32.3487
[65 empty] | 21 | 11 | NL | from 5 to 10% | TSO | Transmission | Gas turbine for gas grid - inkl. transit | Membrane for deblending - Investment | Gas turbine for gas grid - inkl. transit-Membrane for deblending - Investment | 4.1204 | 15.6449
[65 empty] | 21 | 12 | NL | from 5 to 10% | TSO | Transmission | Gas turbine for gas grid - inkl. transit | Membrane for deblending - electr. demand | Gas turbine for gas grid - inkl. transit-Membrane for deblending - electr. demand | 2.4934 | 2.5314
[65 empty] | 21 | 13 | NL | from 5 to 10% | TSO | Transmission | Gas turbine for gas grid - inkl. transit | Membrane for deblending - H2. use | Gas turbine for gas grid - inkl. transit-Membrane for deblending - H2. use | 2.4934 | 2.7434
[65 empty] | 21 | 14 | NL | from 5 to 10% | TSO | Storage | Gas turbine for storage (cavern + porous) | Membrane for deblending - Investment | Gas turbine for storage (cavern + porous)-Membrane for deblending - Investment | 0.62015 | 2.3547
[65 empty] | 21 | 15 | NL | from 5 to 10% | TSO | Storage | Gas turbine for storage (cavern + porous) | Membrane for deblending - electr. demand | Gas turbine for storage (cavern + porous)-Membrane for deblending - electr. demand | 0.49301 | 0.50052
[65 empty] | 21 | 16 | NL | from 5 to 10% | TSO | Storage | Gas turbine for storage (cavern + porous) | Membrane for deblending - H2. use | Gas turbine for storage (cavern + porous)-Membrane for deblending - H2. use | 0.49301 | 0.54243
[65 empty] | 21 | 17 | NL | from 5 to 10% | TSO | Industrie | 50% industrial high temperature application (>500°C without glass) | Calorific value adjustment - Investment | 50% industrial high temperature application (>500°C without glass)-Calorific value adjustment - Investment | 1.772 | 9.63
[65 empty] | 21 | 18 | NL | from 5 to 10% | TSO | Industrie | 50% industrial high temperature application (>500°C without glass) | Calorific value adjustment - LPG demand | 50% industrial high temperature application (>500°C without glass)-Calorific value adjustment - LPG demand | 15.5228 | 81.8159
[65 empty] | 21 | 19 | NL | from 5 to 10% | TSO | Transmission | Instalation of higher gas turbine capacities for compressors - inkl. transit and storage | Investment +30% of excisting capacity | Instalation of higher gas turbine capacities for compressors - inkl. transit and storage-Investment +30% of excisting capacity | 0.46931 | 71.8213
[65 empty] | 21 | 20 | NL | from 5 to 10% | TSO | Transmission | Instalation of higher gas turbine capacities for compressors - inkl. transit and storage | Gas demand +30% of excisting transport losses | Instalation of higher gas turbine capacities for compressors - inkl. transit and storage-Gas demand +30% of excisting transport losses | 0.89593 | 25.1084
[65 empty] | 21 | 21 | NL | from 5 to 10% | TSO | Storage | Gas pressure regulator storage withdrawal | +3% less energy required | Gas pressure regulator storage withdrawal- +3% less energy required | 0.0021795 | -0.06108
[65 empty] | 21 | 22 | NL | from 5 to 10% | TSO | Storage | H2 losses by drying | 5% of H2 | H2 losses by drying- 5% of H2 | 0.18488 | 9.2439
[65 empty] | 21 | 23 | NL | from 5 to 10% | TSO | Transmission | Gas pressure regulator >40 to 16bar | +3% less energy required | Gas pressure regulator >40 to 16bar- +3% less energy required | 0.0084683 | -0.23732
[65 empty] | 21 | 24 | NL | from 5 to 10% | DSO | Industrie | 50% industrial high temperature application (>500°C without glass) | Calorific value adjustment - Investment | 50% industrial high temperature application (>500°C without glass)-Calorific value adjustment - Investment | 1.772 | 9.63
[65 empty] | 21 | 25 | NL | from 5 to 10% | DSO | Industrie | 50% industrial high temperature application (>500°C without glass) | Calorific value adjustment - LPG demand | 50% industrial high temperature application (>500°C without glass)-Calorific value adjustment - LPG demand | 15.5228 | 81.8159
[65 empty] | 21 | 26 | NL | from 5 to 10% | TSO | Transmission | gas chromatographs (GC) | Adaptation - Exchange helium | gas chromatographs (GC)-Adaptation - Exchange helium | 0.17922 | 1.4152
[65 empty] | 21 | 27 | NL | from 5 to 10% | DSO | Industrie | Chemical industry (material use), glass | Membrane for deblending - Investment | Chemical industry (material use), glass-Membrane for deblending - Investment | 3.5278 | 2.2205
[65 empty] | 21 | 28 | NL | from 5 to 10% | DSO | Industrie | Chemical industry (material use), glass | Membrane for deblending - H2. use | Chemical industry (material use), glass-Membrane for deblending - H2. use | 30.9034 | 17.0007
[65 empty] | 21 | 29 | NL | from 10 to 20% | TSO | Transmission | compresor gas grid | Component exchange - 50% Investment | compresor gas grid-Component exchange - 50% Investment | 1.3597 | 122.7052
[65 empty] | 21 | 30 | NL | from 10 to 20% | TSO | Storage | compresor storage (cavern + porous) | Component exchange - 50% Investment | compresor storage (cavern + porous)-Component exchange - 50% Investment | 0.20465 | 18.4682
[65 empty] | 21 | 31 | NL | from 10 to 20% | TSO | Transmission | Instalation of higher gas turbine capacities for compressors - inkl. transit and storage | Investment +40% of excisting capacity | Instalation of higher gas turbine capacities for compressors - inkl. transit and storage-Investment +40% of excisting capacity | 0.62575 | 95.7617
[65 empty] | 21 | 32 | NL | from 10 to 20% | TSO | Transmission | Instalation of higher gas turbine capacities for compressors - inkl. transit and storage | Gas demand +40% of excisting transport losses | Instalation of higher gas turbine capacities for compressors - inkl. transit and storage-Gas demand +40% of excisting transport losses | 1.1946 | 33.4779
[65 empty] | 21 | 33 | NL | from 10 to 20% | TSO | Transmission | gas chromatographs (GC) | Adaptation - Exchange helium | gas chromatographs (GC)-Adaptation - Exchange helium | 0.17922 | 0
[65 empty] | 21 | 34 | NL | from 10 to 20% | DSO | End-use | CHP for power generation | Membrane for deblending - Investment | CHP for power generation-Membrane for deblending - Investment | 5.154 | 12.8981
[65 empty] | 21 | 35 | NL | from 10 to 20% | DSO | End-use | CHP for power generation | Membrane for deblending - electr. demand | CHP for power generation-Membrane for deblending - electr. demand | 17.3147 | 16.9245
[65 empty] | 21 | 36 | NL | from 10 to 20% | DSO | End-use | CHP for power generation | Membrane for deblending - H2. use | CHP for power generation-Membrane for deblending - H2. use | 17.3147 | 38.1009
[65 empty] | 21 | 37 | NL | from 10 to 20% | TSO | Storage | Gas pressure regulator storage withdrawal | +5% less energy required | Gas pressure regulator storage withdrawal- +5% less energy required | 0.0036325 | -0.1018
[65 empty] | 21 | 38 | NL | from 10 to 20% | TSO | Storage | H2 losses by drying | 5% of H2 | H2 losses by drying- 5% of H2 | 0.18488 | 9.2439
[65 empty] | 21 | 39 | NL | from 10 to 20% | TSO | Transmission | Gas pressure regulator >40 to 16bar | +5% less energy required | Gas pressure regulator >40 to 16bar- +5% less energy required | 0.014114 | -0.39554
[65 empty] | 21 | 40 | NL | from 10 to 20% | DSO | Distribution | Gas pressure regulator | Exchange Gas pressure regulator - Investment | Gas pressure regulator-Exchange Gas pressure regulator - Investment | 9.8497 | 27.6306
[65 empty] | 21 | 41 | NL | from 10 to 20% | DSO | Distribution | gas chromatographs (GC) | Additional PCS Analysers for calorific value reconstruction system | gas chromatographs (GC)-Additional PCS Analysers for calorific value reconstruction system | 2.0063 | 31.6843
[65 empty] | 21 | 42 | NL | from 10 to 20% | DSO | Distribution | Chemical industry (material use), glass | Membrane for deblending - Investment | Chemical industry (material use), glass-Membrane for deblending - Investment | 3.5278 | 3.3666
[65 empty] | 21 | 43 | NL | from 10 to 20% | DSO | Distribution | Chemical industry (material use), glass | Membrane for deblending - H2. use | Chemical industry (material use), glass-Membrane for deblending - H2. use | 61.8069 | 68.0027
[65 empty] | 21 | 44 | NL | from 10 to 20% | DSO | Distribution | Gas turbine for power generation (old stock) | Membrane for deblending - Investment | Gas turbine for power generation (old stock) -Membrane for deblending - Investment | 13.31 | 12.7019
[65 empty] | 21 | 45 | NL | from 10 to 20% | DSO | Distribution | Gas turbine for power generation (old stock) | Membrane for deblending - H2. use | Gas turbine for power generation (old stock) -Membrane for deblending - H2. use | 29.4014 | 32.3487
[65 empty] | 21 | 46 | NL | from 10 to 20% | DSO | Distribution | Gas turbine for grid and storage | Membrane for deblending - Investment | Gas turbine for grid and storage-Membrane for deblending - Investment | 4.7405 | 12.3092
[65 empty] | 21 | 47 | NL | from 10 to 20% | DSO | Distribution | Gas turbine for grid and storage | Membrane for deblending - H2. use | Gas turbine for grid and storage-Membrane for deblending - H2. use | 2.9864 | 3.2858
[65 empty] | 21 | 48 | NL | from 10 to 20% | DSO | Distribution | industrial high temperature application (>500°C without glass) | Calorific value adjustment - LPG demand | industrial high temperature application (>500°C without glass)-Calorific value adjustment - LPG demand | 31.0456 | 163.6319
[65 empty] | 21 | 49 | NL | >20% | DSO | End-use | boilers | new heating boilers - Investment | boilers-new heating boilers - Investment | 2801.399 | 2893.0666
[65 empty] | 21 | 50 | NL | >20% | DSO | … | … | new heating boilers - Investment | …-new heating boilers - Investment | 0 | 0
[65 empty] | 21 | 51 | NL | >20% | DSO | … | … | new heating boilers - Investment | …-new heating boilers - Investment | 0 | 0
[65 empty] | 22 | 1 | PL | <5% | TSO | Storage | Porous storage | Desulfurization and Drying - Investment | Porous storage-Desulfurization and Drying - Investment | 1.2541 | 7.3301
[65 empty] | 22 | 2 | PL | <5% | TSO | Industrie | 50% Chemical industry (material use), glass | Membrane for deblending - Investment | 50% Chemical industry (material use), glass-Membrane for deblending - Investment | 2.0727 | 1.9045
[65 empty] | 22 | 3 | PL | <5% | TSO | Industrie | 50% Chemical industry (material use), glass | Membrane for deblending - electr. demand | 50% Chemical industry (material use), glass-Membrane for deblending - electr. demand | 18.1571 | 17.7479
[65 empty] | 22 | 4 | PL | <5% | TSO | Industrie | 50% Chemical industry (material use), glass | Membrane for deblending - H2. use | 50% Chemical industry (material use), glass-Membrane for deblending - H2. use | 18.1571 | 9.9886
[65 empty] | 22 | 5 | PL | <5% | DSO | Industrie | 50% Chemical industry (material use), glass | Membrane for deblending - Investment | 50% Chemical industry (material use), glass-Membrane for deblending - Investment | 2.0727 | 1.9045
[65 empty] | 22 | 6 | PL | <5% | DSO | Industrie | 50% Chemical industry (material use), glass | Membrane for deblending - electr. demand | 50% Chemical industry (material use), glass-Membrane for deblending - electr. demand | 18.1571 | 17.7479
[65 empty] | 22 | 7 | PL | <5% | DSO | Industrie | 50% Chemical industry (material use), glass | Membrane for deblending - H2. use | 50% Chemical industry (material use), glass-Membrane for deblending - H2. use | 18.1571 | 9.9886
[65 empty] | 22 | 8 | PL | from 5 to 10% | TSO | End-use | Gas turbine for power generation (old stock) | Membrane for deblending - Investment | Gas turbine for power generation (old stock) -Membrane for deblending - Investment | 4.5188 | 6.9963
[65 empty] | 22 | 9 | PL | from 5 to 10% | TSO | End-use | Gas turbine for power generation (old stock) | Membrane for deblending - electr. demand | Gas turbine for power generation (old stock) -Membrane for deblending - electr. demand | 19.2183 | 18.7852
[65 empty] | 22 | 10 | PL | from 5 to 10% | TSO | End-use | Gas turbine for power generation (old stock) | Membrane for deblending - H2. use | Gas turbine for power generation (old stock) -Membrane for deblending - H2. use | 19.2183 | 21.1448
[65 empty] | 22 | 11 | PL | from 5 to 10% | TSO | Transmission | Gas turbine for gas grid - inkl. transit | Membrane for deblending - Investment | Gas turbine for gas grid - inkl. transit-Membrane for deblending - Investment | 1.4026 | 5.3258
[65 empty] | 22 | 12 | PL | from 5 to 10% | TSO | Transmission | Gas turbine for gas grid - inkl. transit | Membrane for deblending - electr. demand | Gas turbine for gas grid - inkl. transit-Membrane for deblending - electr. demand | 0.8488 | 0.86173
[65 empty] | 22 | 13 | PL | from 5 to 10% | TSO | Transmission | Gas turbine for gas grid - inkl. transit | Membrane for deblending - H2. use | Gas turbine for gas grid - inkl. transit-Membrane for deblending - H2. use | 0.8488 | 0.93389
[65 empty] | 22 | 14 | PL | from 5 to 10% | TSO | Storage | Gas turbine for storage (cavern + porous) | Membrane for deblending - Investment | Gas turbine for storage (cavern + porous)-Membrane for deblending - Investment | 0.22198 | 0.84286
[65 empty] | 22 | 15 | PL | from 5 to 10% | TSO | Storage | Gas turbine for storage (cavern + porous) | Membrane for deblending - electr. demand | Gas turbine for storage (cavern + porous)-Membrane for deblending - electr. demand | 0.17536 | 0.17803
[65 empty] | 22 | 16 | PL | from 5 to 10% | TSO | Storage | Gas turbine for storage (cavern + porous) | Membrane for deblending - H2. use | Gas turbine for storage (cavern + porous)-Membrane for deblending - H2. use | 0.17536 | 0.19294
[65 empty] | 22 | 17 | PL | from 5 to 10% | TSO | Industrie | 50% industrial high temperature application (>500°C without glass) | Calorific value adjustment - Investment | 50% industrial high temperature application (>500°C without glass)-Calorific value adjustment - Investment | 1.4163 | 7.697
[65 empty] | 22 | 18 | PL | from 5 to 10% | TSO | Industrie | 50% industrial high temperature application (>500°C without glass) | Calorific value adjustment - LPG demand | 50% industrial high temperature application (>500°C without glass)-Calorific value adjustment - LPG demand | 12.407 | 65.3933
[65 empty] | 22 | 19 | PL | from 5 to 10% | TSO | Transmission | Instalation of higher gas turbine capacities for compressors - inkl. transit and storage | Investment +30% of excisting capacity | Instalation of higher gas turbine capacities for compressors - inkl. transit and storage-Investment +30% of excisting capacity | 0.16084 | 24.6138
[65 empty] | 22 | 20 | PL | from 5 to 10% | TSO | Transmission | Instalation of higher gas turbine capacities for compressors - inkl. transit and storage | Gas demand +30% of excisting transport losses | Instalation of higher gas turbine capacities for compressors - inkl. transit and storage-Gas demand +30% of excisting transport losses | 0.30725 | 8.6106
[65 empty] | 22 | 21 | PL | from 5 to 10% | TSO | Storage | Gas pressure regulator storage withdrawal | +3% less energy required | Gas pressure regulator storage withdrawal- +3% less energy required | 0.00077522 | -0.021726
[65 empty] | 22 | 22 | PL | from 5 to 10% | TSO | Storage | H2 losses by drying | 5% of H2 | H2 losses by drying- 5% of H2 | 0.065759 | 3.288
[65 empty] | 22 | 23 | PL | from 5 to 10% | TSO | Transmission | Gas pressure regulator >40 to 16bar | +3% less energy required | Gas pressure regulator >40 to 16bar- +3% less energy required | 0.0069935 | -0.19599
[65 empty] | 22 | 24 | PL | from 5 to 10% | DSO | Industrie | 50% industrial high temperature application (>500°C without glass) | Calorific value adjustment - Investment | 50% industrial high temperature application (>500°C without glass)-Calorific value adjustment - Investment | 1.4163 | 7.697
[65 empty] | 22 | 25 | PL | from 5 to 10% | DSO | Industrie | 50% industrial high temperature application (>500°C without glass) | Calorific value adjustment - LPG demand | 50% industrial high temperature application (>500°C without glass)-Calorific value adjustment - LPG demand | 12.407 | 65.3933
[65 empty] | 22 | 26 | PL | from 5 to 10% | TSO | Transmission | gas chromatographs (GC) | Adaptation - Exchange helium | gas chromatographs (GC)-Adaptation - Exchange helium | 0.16045 | 1.2669
[65 empty] | 22 | 27 | PL | from 5 to 10% | DSO | Industrie | Chemical industry (material use), glass | Membrane for deblending - Investment | Chemical industry (material use), glass-Membrane for deblending - Investment | 4.1455 | 2.6093
[65 empty] | 22 | 28 | PL | from 5 to 10% | DSO | Industrie | Chemical industry (material use), glass | Membrane for deblending - H2. use | Chemical industry (material use), glass-Membrane for deblending - H2. use | 36.3142 | 19.9773
[65 empty] | 22 | 29 | PL | from 10 to 20% | TSO | Transmission | compresor gas grid | Component exchange - 50% Investment | compresor gas grid-Component exchange - 50% Investment | 0.46287 | 41.7706
[65 empty] | 22 | 30 | PL | from 10 to 20% | TSO | Storage | compresor storage (cavern + porous) | Component exchange - 50% Investment | compresor storage (cavern + porous)-Component exchange - 50% Investment | 0.073254 | 6.6107
[65 empty] | 22 | 31 | PL | from 10 to 20% | TSO | Transmission | Instalation of higher gas turbine capacities for compressors - inkl. transit and storage | Investment +40% of excisting capacity | Instalation of higher gas turbine capacities for compressors - inkl. transit and storage-Investment +40% of excisting capacity | 0.21445 | 32.8183
[65 empty] | 22 | 32 | PL | from 10 to 20% | TSO | Transmission | Instalation of higher gas turbine capacities for compressors - inkl. transit and storage | Gas demand +40% of excisting transport losses | Instalation of higher gas turbine capacities for compressors - inkl. transit and storage-Gas demand +40% of excisting transport losses | 0.40966 | 11.4808
[65 empty] | 22 | 33 | PL | from 10 to 20% | TSO | Transmission | gas chromatographs (GC) | Adaptation - Exchange helium | gas chromatographs (GC)-Adaptation - Exchange helium | 0.16045 | 0
[65 empty] | 22 | 34 | PL | from 10 to 20% | DSO | End-use | CHP for power generation | Membrane for deblending - Investment | CHP for power generation-Membrane for deblending - Investment | 2.8324 | 7.0884
[65 empty] | 22 | 35 | PL | from 10 to 20% | DSO | End-use | CHP for power generation | Membrane for deblending - electr. demand | CHP for power generation-Membrane for deblending - electr. demand | 19.2183 | 18.7852
[65 empty] | 22 | 36 | PL | from 10 to 20% | DSO | End-use | CHP for power generation | Membrane for deblending - H2. use | CHP for power generation-Membrane for deblending - H2. use | 19.2183 | 42.2896
[65 empty] | 22 | 37 | PL | from 10 to 20% | TSO | Storage | Gas pressure regulator storage withdrawal | +5% less energy required | Gas pressure regulator storage withdrawal- +5% less energy required | 0.001292 | -0.036209
[65 empty] | 22 | 38 | PL | from 10 to 20% | TSO | Storage | H2 losses by drying | 5% of H2 | H2 losses by drying- 5% of H2 | 0.065759 | 3.288
[65 empty] | 22 | 39 | PL | from 10 to 20% | TSO | Transmission | Gas pressure regulator >40 to 16bar | +5% less energy required | Gas pressure regulator >40 to 16bar- +5% less energy required | 0.011656 | -0.32665
[65 empty] | 22 | 40 | PL | from 10 to 20% | DSO | Distribution | Gas pressure regulator | Exchange Gas pressure regulator - Investment | Gas pressure regulator-Exchange Gas pressure regulator - Investment | 14.3831 | 40.3479
[65 empty] | 22 | 41 | PL | from 10 to 20% | DSO | Distribution | gas chromatographs (GC) | Additional PCS Analysers for calorific value reconstruction system | gas chromatographs (GC)-Additional PCS Analysers for calorific value reconstruction system | 2.9297 | 46.2674
[65 empty] | 22 | 42 | PL | from 10 to 20% | DSO | Distribution | Chemical industry (material use), glass | Membrane for deblending - Investment | Chemical industry (material use), glass-Membrane for deblending - Investment | 4.1455 | 3.9561
[65 empty] | 22 | 43 | PL | from 10 to 20% | DSO | Distribution | Chemical industry (material use), glass | Membrane for deblending - H2. use | Chemical industry (material use), glass-Membrane for deblending - H2. use | 72.6285 | 79.9091
[65 empty] | 22 | 44 | PL | from 10 to 20% | DSO | Distribution | Gas turbine for power generation (old stock) | Membrane for deblending - Investment | Gas turbine for power generation (old stock) -Membrane for deblending - Investment | 4.5188 | 4.3123
[65 empty] | 22 | 45 | PL | from 10 to 20% | DSO | Distribution | Gas turbine for power generation (old stock) | Membrane for deblending - H2. use | Gas turbine for power generation (old stock) -Membrane for deblending - H2. use | 19.2183 | 21.1448
[65 empty] | 22 | 46 | PL | from 10 to 20% | DSO | Distribution | Gas turbine for grid and storage | Membrane for deblending - Investment | Gas turbine for grid and storage-Membrane for deblending - Investment | 1.6246 | 4.2185
[65 empty] | 22 | 47 | PL | from 10 to 20% | DSO | Distribution | Gas turbine for grid and storage | Membrane for deblending - H2. use | Gas turbine for grid and storage-Membrane for deblending - H2. use | 1.0242 | 1.1268
[65 empty] | 22 | 48 | PL | from 10 to 20% | DSO | Distribution | industrial high temperature application (>500°C without glass) | Calorific value adjustment - LPG demand | industrial high temperature application (>500°C without glass)-Calorific value adjustment - LPG demand | 24.8139 | 130.7867
[65 empty] | 22 | 49 | PL | >20% | DSO | End-use | boilers | new heating boilers - Investment | boilers-new heating boilers - Investment | 1311.2998 | 1354.2083
[65 empty] | 22 | 50 | PL | >20% | DSO | … | … | new heating boilers - Investment | …-new heating boilers - Investment | 0 | 0
[65 empty] | 22 | 51 | PL | >20% | DSO | … | … | new heating boilers - Investment | …-new heating boilers - Investment | 0 | 0
[65 empty] | 23 | 1 | PT | <5% | TSO | Storage | Porous storage | Desulfurization and Drying - Investment | Porous storage-Desulfurization and Drying - Investment | 0 | 0
[65 empty] | 23 | 2 | PT | <5% | TSO | Industrie | 50% Chemical industry (material use), glass | Membrane for deblending - Investment | 50% Chemical industry (material use), glass-Membrane for deblending - Investment | 0.13372 | 0.12286
[65 empty] | 23 | 3 | PT | <5% | TSO | Industrie | 50% Chemical industry (material use), glass | Membrane for deblending - electr. demand | 50% Chemical industry (material use), glass-Membrane for deblending - electr. demand | 1.1714 | 1.145
[65 empty] | 23 | 4 | PT | <5% | TSO | Industrie | 50% Chemical industry (material use), glass | Membrane for deblending - H2. use | 50% Chemical industry (material use), glass-Membrane for deblending - H2. use | 1.1714 | 0.64441
[65 empty] | 23 | 5 | PT | <5% | DSO | Industrie | 50% Chemical industry (material use), glass | Membrane for deblending - Investment | 50% Chemical industry (material use), glass-Membrane for deblending - Investment | 0.13372 | 0.12286
[65 empty] | 23 | 6 | PT | <5% | DSO | Industrie | 50% Chemical industry (material use), glass | Membrane for deblending - electr. demand | 50% Chemical industry (material use), glass-Membrane for deblending - electr. demand | 1.1714 | 1.145
[65 empty] | 23 | 7 | PT | <5% | DSO | Industrie | 50% Chemical industry (material use), glass | Membrane for deblending - H2. use | 50% Chemical industry (material use), glass-Membrane for deblending - H2. use | 1.1714 | 0.64441
[65 empty] | 23 | 8 | PT | from 5 to 10% | TSO | End-use | Gas turbine for power generation (old stock) | Membrane for deblending - Investment | Gas turbine for power generation (old stock) -Membrane for deblending - Investment | 6.0998 | 9.4441
[65 empty] | 23 | 9 | PT | from 5 to 10% | TSO | End-use | Gas turbine for power generation (old stock) | Membrane for deblending - electr. demand | Gas turbine for power generation (old stock) -Membrane for deblending - electr. demand | 2.1147 | 2.067
[65 empty] | 23 | 10 | PT | from 5 to 10% | TSO | End-use | Gas turbine for power generation (old stock) | Membrane for deblending - H2. use | Gas turbine for power generation (old stock) -Membrane for deblending - H2. use | 2.1147 | 2.3267
[65 empty] | 23 | 11 | PT | from 5 to 10% | TSO | Transmission | Gas turbine for gas grid - inkl. transit | Membrane for deblending - Investment | Gas turbine for gas grid - inkl. transit-Membrane for deblending - Investment | 0.12484 | 0.47402
[65 empty] | 23 | 12 | PT | from 5 to 10% | TSO | Transmission | Gas turbine for gas grid - inkl. transit | Membrane for deblending - electr. demand | Gas turbine for gas grid - inkl. transit-Membrane for deblending - electr. demand | 0.075547 | 0.076697
[65 empty] | 23 | 13 | PT | from 5 to 10% | TSO | Transmission | Gas turbine for gas grid - inkl. transit | Membrane for deblending - H2. use | Gas turbine for gas grid - inkl. transit-Membrane for deblending - H2. use | 0.075547 | 0.08312
[65 empty] | 23 | 14 | PT | from 5 to 10% | TSO | Storage | Gas turbine for storage (cavern + porous) | Membrane for deblending - Investment | Gas turbine for storage (cavern + porous)-Membrane for deblending - Investment | 0.015345 | 0.058265
[65 empty] | 23 | 15 | PT | from 5 to 10% | TSO | Storage | Gas turbine for storage (cavern + porous) | Membrane for deblending - electr. demand | Gas turbine for storage (cavern + porous)-Membrane for deblending - electr. demand | 0.013458 | 0.013663
[65 empty] | 23 | 16 | PT | from 5 to 10% | TSO | Storage | Gas turbine for storage (cavern + porous) | Membrane for deblending - H2. use | Gas turbine for storage (cavern + porous)-Membrane for deblending - H2. use | 0.013458 | 0.014807
[65 empty] | 23 | 17 | PT | from 5 to 10% | TSO | Industrie | 50% industrial high temperature application (>500°C without glass) | Calorific value adjustment - Investment | 50% industrial high temperature application (>500°C without glass)-Calorific value adjustment - Investment | 0.44053 | 2.394
[65 empty] | 23 | 18 | PT | from 5 to 10% | TSO | Industrie | 50% industrial high temperature application (>500°C without glass) | Calorific value adjustment - LPG demand | 50% industrial high temperature application (>500°C without glass)-Calorific value adjustment - LPG demand | 3.859 | 20.3398
[65 empty] | 23 | 19 | PT | from 5 to 10% | TSO | Transmission | Instalation of higher gas turbine capacities for compressors - inkl. transit and storage | Investment +30% of excisting capacity | Instalation of higher gas turbine capacities for compressors - inkl. transit and storage-Investment +30% of excisting capacity | 0.013878 | 2.1239
[65 empty] | 23 | 20 | PT | from 5 to 10% | TSO | Transmission | Instalation of higher gas turbine capacities for compressors - inkl. transit and storage | Gas demand +30% of excisting transport losses | Instalation of higher gas turbine capacities for compressors - inkl. transit and storage-Gas demand +30% of excisting transport losses | 0.026701 | 0.7483
[65 empty] | 23 | 21 | PT | from 5 to 10% | TSO | Storage | Gas pressure regulator storage withdrawal | +3% less energy required | Gas pressure regulator storage withdrawal- +3% less energy required | 5.9493e-05 | -0.0016673
[65 empty] | 23 | 22 | PT | from 5 to 10% | TSO | Storage | H2 losses by drying | 5% of H2 | H2 losses by drying- 5% of H2 | 0.0050466 | 0.25233
[65 empty] | 23 | 23 | PT | from 5 to 10% | TSO | Transmission | Gas pressure regulator >40 to 16bar | +3% less energy required | Gas pressure regulator >40 to 16bar- +3% less energy required | 0.00049013 | -0.013736
[65 empty] | 23 | 24 | PT | from 5 to 10% | DSO | Industrie | 50% industrial high temperature application (>500°C without glass) | Calorific value adjustment - Investment | 50% industrial high temperature application (>500°C without glass)-Calorific value adjustment - Investment | 0.44053 | 2.394
[65 empty] | 23 | 25 | PT | from 5 to 10% | DSO | Industrie | 50% industrial high temperature application (>500°C without glass) | Calorific value adjustment - LPG demand | 50% industrial high temperature application (>500°C without glass)-Calorific value adjustment - LPG demand | 3.859 | 20.3398
[65 empty] | 23 | 26 | PT | from 5 to 10% | TSO | Transmission | gas chromatographs (GC) | Adaptation - Exchange helium | gas chromatographs (GC)-Adaptation - Exchange helium | 0.020536 | 0.16215
[65 empty] | 23 | 27 | PT | from 5 to 10% | DSO | Industrie | Chemical industry (material use), glass | Membrane for deblending - Investment | Chemical industry (material use), glass-Membrane for deblending - Investment | 0.26744 | 0.16834
[65 empty] | 23 | 28 | PT | from 5 to 10% | DSO | Industrie | Chemical industry (material use), glass | Membrane for deblending - H2. use | Chemical industry (material use), glass-Membrane for deblending - H2. use | 2.3428 | 1.2888
[65 empty] | 23 | 29 | PT | from 10 to 20% | TSO | Transmission | compresor gas grid | Component exchange - 50% Investment | compresor gas grid-Component exchange - 50% Investment | 0.041198 | 3.7178
[65 empty] | 23 | 30 | PT | from 10 to 20% | TSO | Storage | compresor storage (cavern + porous) | Component exchange - 50% Investment | compresor storage (cavern + porous)-Component exchange - 50% Investment | 0.0050639 | 0.45698
[65 empty] | 23 | 31 | PT | from 10 to 20% | TSO | Transmission | Instalation of higher gas turbine capacities for compressors - inkl. transit and storage | Investment +40% of excisting capacity | Instalation of higher gas turbine capacities for compressors - inkl. transit and storage-Investment +40% of excisting capacity | 0.018505 | 2.8318
[65 empty] | 23 | 32 | PT | from 10 to 20% | TSO | Transmission | Instalation of higher gas turbine capacities for compressors - inkl. transit and storage | Gas demand +40% of excisting transport losses | Instalation of higher gas turbine capacities for compressors - inkl. transit and storage-Gas demand +40% of excisting transport losses | 0.035602 | 0.99774
[65 empty] | 23 | 33 | PT | from 10 to 20% | TSO | Transmission | gas chromatographs (GC) | Adaptation - Exchange helium | gas chromatographs (GC)-Adaptation - Exchange helium | 0.020536 | 0
[65 empty] | 23 | 34 | PT | from 10 to 20% | DSO | End-use | CHP for power generation | Membrane for deblending - Investment | CHP for power generation-Membrane for deblending - Investment | 2.471 | 6.1838
[65 empty] | 23 | 35 | PT | from 10 to 20% | DSO | End-use | CHP for power generation | Membrane for deblending - electr. demand | CHP for power generation-Membrane for deblending - electr. demand | 0.70036 | 0.68458
[65 empty] | 23 | 36 | PT | from 10 to 20% | DSO | End-use | CHP for power generation | Membrane for deblending - H2. use | CHP for power generation-Membrane for deblending - H2. use | 0.70036 | 1.5411
[65 empty] | 23 | 37 | PT | from 10 to 20% | TSO | Storage | Gas pressure regulator storage withdrawal | +5% less energy required | Gas pressure regulator storage withdrawal- +5% less energy required | 9.9155e-05 | -0.0027788
[65 empty] | 23 | 38 | PT | from 10 to 20% | TSO | Storage | H2 losses by drying | 5% of H2 | H2 losses by drying- 5% of H2 | 0.0050466 | 0.25233
[65 empty] | 23 | 39 | PT | from 10 to 20% | TSO | Transmission | Gas pressure regulator >40 to 16bar | +5% less energy required | Gas pressure regulator >40 to 16bar- +5% less energy required | 0.00081689 | -0.022893
[65 empty] | 23 | 40 | PT | from 10 to 20% | DSO | Distribution | Gas pressure regulator | Exchange Gas pressure regulator - Investment | Gas pressure regulator-Exchange Gas pressure regulator - Investment | 1.4488 | 4.0643
[65 empty] | 23 | 41 | PT | from 10 to 20% | DSO | Distribution | gas chromatographs (GC) | Additional PCS Analysers for calorific value reconstruction system | gas chromatographs (GC)-Additional PCS Analysers for calorific value reconstruction system | 0.29512 | 4.6606
[65 empty] | 23 | 42 | PT | from 10 to 20% | DSO | Distribution | Chemical industry (material use), glass | Membrane for deblending - Investment | Chemical industry (material use), glass-Membrane for deblending - Investment | 0.26744 | 0.25522
[65 empty] | 23 | 43 | PT | from 10 to 20% | DSO | Distribution | Chemical industry (material use), glass | Membrane for deblending - H2. use | Chemical industry (material use), glass-Membrane for deblending - H2. use | 4.6856 | 5.1553
[65 empty] | 23 | 44 | PT | from 10 to 20% | DSO | Distribution | Gas turbine for power generation (old stock) | Membrane for deblending - Investment | Gas turbine for power generation (old stock) -Membrane for deblending - Investment | 6.0998 | 5.8211
[65 empty] | 23 | 45 | PT | from 10 to 20% | DSO | Distribution | Gas turbine for power generation (old stock) | Membrane for deblending - H2. use | Gas turbine for power generation (old stock) -Membrane for deblending - H2. use | 2.1147 | 2.3267
[65 empty] | 23 | 46 | PT | from 10 to 20% | DSO | Distribution | Gas turbine for grid and storage | Membrane for deblending - Investment | Gas turbine for grid and storage-Membrane for deblending - Investment | 0.14019 | 0.364
[65 empty] | 23 | 47 | PT | from 10 to 20% | DSO | Distribution | Gas turbine for grid and storage | Membrane for deblending - H2. use | Gas turbine for grid and storage-Membrane for deblending - H2. use | 0.089005 | 0.097927
[65 empty] | 23 | 48 | PT | from 10 to 20% | DSO | Distribution | industrial high temperature application (>500°C without glass) | Calorific value adjustment - LPG demand | industrial high temperature application (>500°C without glass)-Calorific value adjustment - LPG demand | 7.7181 | 40.6796
[65 empty] | 23 | 49 | PT | >20% | DSO | End-use | boilers | new heating boilers - Investment | boilers-new heating boilers - Investment | 190.4454 | 196.6771
[65 empty] | 23 | 50 | PT | >20% | DSO | … | … | new heating boilers - Investment | …-new heating boilers - Investment | 0 | 0
[65 empty] | 23 | 51 | PT | >20% | DSO | … | … | new heating boilers - Investment | …-new heating boilers - Investment | 0 | 0
[65 empty] | 24 | 1 | RO | <5% | TSO | Storage | Porous storage | Desulfurization and Drying - Investment | Porous storage-Desulfurization and Drying - Investment | 1.6577 | 9.6895
[65 empty] | 24 | 2 | RO | <5% | TSO | Industrie | 50% Chemical industry (material use), glass | Membrane for deblending - Investment | 50% Chemical industry (material use), glass-Membrane for deblending - Investment | 0.43208 | 0.397
[65 empty] | 24 | 3 | RO | <5% | TSO | Industrie | 50% Chemical industry (material use), glass | Membrane for deblending - electr. demand | 50% Chemical industry (material use), glass-Membrane for deblending - electr. demand | 3.785 | 3.6997
[65 empty] | 24 | 4 | RO | <5% | TSO | Industrie | 50% Chemical industry (material use), glass | Membrane for deblending - H2. use | 50% Chemical industry (material use), glass-Membrane for deblending - H2. use | 3.785 | 2.0822
[65 empty] | 24 | 5 | RO | <5% | DSO | Industrie | 50% Chemical industry (material use), glass | Membrane for deblending - Investment | 50% Chemical industry (material use), glass-Membrane for deblending - Investment | 0.43208 | 0.397
[65 empty] | 24 | 6 | RO | <5% | DSO | Industrie | 50% Chemical industry (material use), glass | Membrane for deblending - electr. demand | 50% Chemical industry (material use), glass-Membrane for deblending - electr. demand | 3.785 | 3.6997
[65 empty] | 24 | 7 | RO | <5% | DSO | Industrie | 50% Chemical industry (material use), glass | Membrane for deblending - H2. use | 50% Chemical industry (material use), glass-Membrane for deblending - H2. use | 3.785 | 2.0822
[65 empty] | 24 | 8 | RO | from 5 to 10% | TSO | End-use | Gas turbine for power generation (old stock) | Membrane for deblending - Investment | Gas turbine for power generation (old stock) -Membrane for deblending - Investment | 3.2567 | 5.0423
[65 empty] | 24 | 9 | RO | from 5 to 10% | TSO | End-use | Gas turbine for power generation (old stock) | Membrane for deblending - electr. demand | Gas turbine for power generation (old stock) -Membrane for deblending - electr. demand | 10.011 | 9.7854
[65 empty] | 24 | 10 | RO | from 5 to 10% | TSO | End-use | Gas turbine for power generation (old stock) | Membrane for deblending - H2. use | Gas turbine for power generation (old stock) -Membrane for deblending - H2. use | 10.011 | 11.0145
[65 empty] | 24 | 11 | RO | from 5 to 10% | TSO | Transmission | Gas turbine for gas grid - inkl. transit | Membrane for deblending - Investment | Gas turbine for gas grid - inkl. transit-Membrane for deblending - Investment | 0.62124 | 2.3588
[65 empty] | 24 | 12 | RO | from 5 to 10% | TSO | Transmission | Gas turbine for gas grid - inkl. transit | Membrane for deblending - electr. demand | Gas turbine for gas grid - inkl. transit-Membrane for deblending - electr. demand | 0.37594 | 0.38166
[65 empty] | 24 | 13 | RO | from 5 to 10% | TSO | Transmission | Gas turbine for gas grid - inkl. transit | Membrane for deblending - H2. use | Gas turbine for gas grid - inkl. transit-Membrane for deblending - H2. use | 0.37594 | 0.41362
[65 empty] | 24 | 14 | RO | from 5 to 10% | TSO | Storage | Gas turbine for storage (cavern + porous) | Membrane for deblending - Investment | Gas turbine for storage (cavern + porous)-Membrane for deblending - Investment | 0.16757 | 0.63626
[65 empty] | 24 | 15 | RO | from 5 to 10% | TSO | Storage | Gas turbine for storage (cavern + porous) | Membrane for deblending - electr. demand | Gas turbine for storage (cavern + porous)-Membrane for deblending - electr. demand | 0.1739 | 0.17655
[65 empty] | 24 | 16 | RO | from 5 to 10% | TSO | Storage | Gas turbine for storage (cavern + porous) | Membrane for deblending - H2. use | Gas turbine for storage (cavern + porous)-Membrane for deblending - H2. use | 0.1739 | 0.19133
[65 empty] | 24 | 17 | RO | from 5 to 10% | TSO | Industrie | 50% industrial high temperature application (>500°C without glass) | Calorific value adjustment - Investment | 50% industrial high temperature application (>500°C without glass)-Calorific value adjustment - Investment | 1.0146 | 5.5139
[65 empty] | 24 | 18 | RO | from 5 to 10% | TSO | Industrie | 50% industrial high temperature application (>500°C without glass) | Calorific value adjustment - LPG demand | 50% industrial high temperature application (>500°C without glass)-Calorific value adjustment - LPG demand | 8.8879 | 46.8457
[65 empty] | 24 | 19 | RO | from 5 to 10% | TSO | Transmission | Instalation of higher gas turbine capacities for compressors - inkl. transit and storage | Investment +30% of excisting capacity | Instalation of higher gas turbine capacities for compressors - inkl. transit and storage-Investment +30% of excisting capacity | 0.078092 | 11.9508
[65 empty] | 24 | 20 | RO | from 5 to 10% | TSO | Transmission | Instalation of higher gas turbine capacities for compressors - inkl. transit and storage | Gas demand +30% of excisting transport losses | Instalation of higher gas turbine capacities for compressors - inkl. transit and storage-Gas demand +30% of excisting transport losses | 0.16495 | 4.6228
[65 empty] | 24 | 21 | RO | from 5 to 10% | TSO | Storage | Gas pressure regulator storage withdrawal | +3% less energy required | Gas pressure regulator storage withdrawal- +3% less energy required | 0.00076878 | -0.021545
[65 empty] | 24 | 22 | RO | from 5 to 10% | TSO | Storage | H2 losses by drying | 5% of H2 | H2 losses by drying- 5% of H2 | 0.065213 | 3.2606
[65 empty] | 24 | 23 | RO | from 5 to 10% | TSO | Transmission | Gas pressure regulator >40 to 16bar | +3% less energy required | Gas pressure regulator >40 to 16bar- +3% less energy required | 0.0029986 | -0.084037
[65 empty] | 24 | 24 | RO | from 5 to 10% | DSO | Industrie | 50% industrial high temperature application (>500°C without glass) | Calorific value adjustment - Investment | 50% industrial high temperature application (>500°C without glass)-Calorific value adjustment - Investment | 1.0146 | 5.5139
[65 empty] | 24 | 25 | RO | from 5 to 10% | DSO | Industrie | 50% industrial high temperature application (>500°C without glass) | Calorific value adjustment - LPG demand | 50% industrial high temperature application (>500°C without glass)-Calorific value adjustment - LPG demand | 8.8879 | 46.8457
[65 empty] | 24 | 26 | RO | from 5 to 10% | TSO | Transmission | gas chromatographs (GC) | Adaptation - Exchange helium | gas chromatographs (GC)-Adaptation - Exchange helium | 0.19985 | 1.578
[65 empty] | 24 | 27 | RO | from 5 to 10% | DSO | Industrie | Chemical industry (material use), glass | Membrane for deblending - Investment | Chemical industry (material use), glass-Membrane for deblending - Investment | 0.86415 | 0.54393
[65 empty] | 24 | 28 | RO | from 5 to 10% | DSO | Industrie | Chemical industry (material use), glass | Membrane for deblending - H2. use | Chemical industry (material use), glass-Membrane for deblending - H2. use | 7.57 | 4.1644
[65 empty] | 24 | 29 | RO | from 10 to 20% | TSO | Transmission | compresor gas grid | Component exchange - 50% Investment | compresor gas grid-Component exchange - 50% Investment | 0.20501 | 18.5004
[65 empty] | 24 | 30 | RO | from 10 to 20% | TSO | Storage | compresor storage (cavern + porous) | Component exchange - 50% Investment | compresor storage (cavern + porous)-Component exchange - 50% Investment | 0.055299 | 4.9903
[65 empty] | 24 | 31 | RO | from 10 to 20% | TSO | Transmission | Instalation of higher gas turbine capacities for compressors - inkl. transit and storage | Investment +40% of excisting capacity | Instalation of higher gas turbine capacities for compressors - inkl. transit and storage-Investment +40% of excisting capacity | 0.10412 | 15.9344
[65 empty] | 24 | 32 | RO | from 10 to 20% | TSO | Transmission | Instalation of higher gas turbine capacities for compressors - inkl. transit and storage | Gas demand +40% of excisting transport losses | Instalation of higher gas turbine capacities for compressors - inkl. transit and storage-Gas demand +40% of excisting transport losses | 0.21994 | 6.1637
[65 empty] | 24 | 33 | RO | from 10 to 20% | TSO | Transmission | gas chromatographs (GC) | Adaptation - Exchange helium | gas chromatographs (GC)-Adaptation - Exchange helium | 0.19985 | 0
[65 empty] | 24 | 34 | RO | from 10 to 20% | DSO | End-use | CHP for power generation | Membrane for deblending - Investment | CHP for power generation-Membrane for deblending - Investment | 1.9046 | 4.7664
[65 empty] | 24 | 35 | RO | from 10 to 20% | DSO | End-use | CHP for power generation | Membrane for deblending - electr. demand | CHP for power generation-Membrane for deblending - electr. demand | 5.8342 | 5.7027
[65 empty] | 24 | 36 | RO | from 10 to 20% | DSO | End-use | CHP for power generation | Membrane for deblending - H2. use | CHP for power generation-Membrane for deblending - H2. use | 5.8342 | 12.838
[65 empty] | 24 | 37 | RO | from 10 to 20% | TSO | Storage | Gas pressure regulator storage withdrawal | +5% less energy required | Gas pressure regulator storage withdrawal- +5% less energy required | 0.0012813 | -0.035908
[65 empty] | 24 | 38 | RO | from 10 to 20% | TSO | Storage | H2 losses by drying | 5% of H2 | H2 losses by drying- 5% of H2 | 0.065213 | 3.2606
[65 empty] | 24 | 39 | RO | from 10 to 20% | TSO | Transmission | Gas pressure regulator >40 to 16bar | +5% less energy required | Gas pressure regulator >40 to 16bar- +5% less energy required | 0.0049977 | -0.14006
[65 empty] | 24 | 40 | RO | from 10 to 20% | DSO | Distribution | Gas pressure regulator | Exchange Gas pressure regulator - Investment | Gas pressure regulator-Exchange Gas pressure regulator - Investment | 3.2549 | 9.1307
[65 empty] | 24 | 41 | RO | from 10 to 20% | DSO | Distribution | gas chromatographs (GC) | Additional PCS Analysers for calorific value reconstruction system | gas chromatographs (GC)-Additional PCS Analysers for calorific value reconstruction system | 0.663 | 10.4703
[65 empty] | 24 | 42 | RO | from 10 to 20% | DSO | Distribution | Chemical industry (material use), glass | Membrane for deblending - Investment | Chemical industry (material use), glass-Membrane for deblending - Investment | 0.86415 | 0.82467
[65 empty] | 24 | 43 | RO | from 10 to 20% | DSO | Distribution | Chemical industry (material use), glass | Membrane for deblending - H2. use | Chemical industry (material use), glass-Membrane for deblending - H2. use | 15.1399 | 16.6576
[65 empty] | 24 | 44 | RO | from 10 to 20% | DSO | Distribution | Gas turbine for power generation (old stock) | Membrane for deblending - Investment | Gas turbine for power generation (old stock) -Membrane for deblending - Investment | 3.2567 | 3.108
[65 empty] | 24 | 45 | RO | from 10 to 20% | DSO | Distribution | Gas turbine for power generation (old stock) | Membrane for deblending - H2. use | Gas turbine for power generation (old stock) -Membrane for deblending - H2. use | 10.011 | 11.0145
[65 empty] | 24 | 46 | RO | from 10 to 20% | DSO | Distribution | Gas turbine for grid and storage | Membrane for deblending - Investment | Gas turbine for grid and storage-Membrane for deblending - Investment | 0.78881 | 2.0482
[65 empty] | 24 | 47 | RO | from 10 to 20% | DSO | Distribution | Gas turbine for grid and storage | Membrane for deblending - H2. use | Gas turbine for grid and storage-Membrane for deblending - H2. use | 0.54984 | 0.60496
[65 empty] | 24 | 48 | RO | from 10 to 20% | DSO | Distribution | industrial high temperature application (>500°C without glass) | Calorific value adjustment - LPG demand | industrial high temperature application (>500°C without glass)-Calorific value adjustment - LPG demand | 17.7759 | 93.6913
[65 empty] | 24 | 49 | RO | >20% | DSO | End-use | boilers | new heating boilers - Investment | boilers-new heating boilers - Investment | 1305.3249 | 1348.0379
[65 empty] | 24 | 50 | RO | >20% | DSO | … | … | new heating boilers - Investment | …-new heating boilers - Investment | 0 | 0
[65 empty] | 24 | 51 | RO | >20% | DSO | … | … | new heating boilers - Investment | …-new heating boilers - Investment | 0 | 0
[65 empty] | 25 | 1 | SE | <5% | TSO | Storage | Porous storage | Desulfurization and Drying - Investment | Porous storage-Desulfurization and Drying - Investment | 0 | 0
[65 empty] | 25 | 2 | SE | <5% | TSO | Industrie | 50% Chemical industry (material use), glass | Membrane for deblending - Investment | 50% Chemical industry (material use), glass-Membrane for deblending - Investment | 0.092866 | 0.085327
[65 empty] | 25 | 3 | SE | <5% | TSO | Industrie | 50% Chemical industry (material use), glass | Membrane for deblending - electr. demand | 50% Chemical industry (material use), glass-Membrane for deblending - electr. demand | 0.81351 | 0.79517
[65 empty] | 25 | 4 | SE | <5% | TSO | Industrie | 50% Chemical industry (material use), glass | Membrane for deblending - H2. use | 50% Chemical industry (material use), glass-Membrane for deblending - H2. use | 0.81351 | 0.44753
[65 empty] | 25 | 5 | SE | <5% | DSO | Industrie | 50% Chemical industry (material use), glass | Membrane for deblending - Investment | 50% Chemical industry (material use), glass-Membrane for deblending - Investment | 0.092866 | 0.085327
[65 empty] | 25 | 6 | SE | <5% | DSO | Industrie | 50% Chemical industry (material use), glass | Membrane for deblending - electr. demand | 50% Chemical industry (material use), glass-Membrane for deblending - electr. demand | 0.81351 | 0.79517
[65 empty] | 25 | 7 | SE | <5% | DSO | Industrie | 50% Chemical industry (material use), glass | Membrane for deblending - H2. use | 50% Chemical industry (material use), glass-Membrane for deblending - H2. use | 0.81351 | 0.44753
[65 empty] | 25 | 8 | SE | from 5 to 10% | TSO | End-use | Gas turbine for power generation (old stock) | Membrane for deblending - Investment | Gas turbine for power generation (old stock) -Membrane for deblending - Investment | 1.5311 | 2.3705
[65 empty] | 25 | 9 | SE | from 5 to 10% | TSO | End-use | Gas turbine for power generation (old stock) | Membrane for deblending - electr. demand | Gas turbine for power generation (old stock) -Membrane for deblending - electr. demand | 0.29856 | 0.29183
[65 empty] | 25 | 10 | SE | from 5 to 10% | TSO | End-use | Gas turbine for power generation (old stock) | Membrane for deblending - H2. use | Gas turbine for power generation (old stock) -Membrane for deblending - H2. use | 0.29856 | 0.32849
[65 empty] | 25 | 11 | SE | from 5 to 10% | TSO | Transmission | Gas turbine for gas grid - inkl. transit | Membrane for deblending - Investment | Gas turbine for gas grid - inkl. transit-Membrane for deblending - Investment | 0.06093 | 0.23135
[65 empty] | 25 | 12 | SE | from 5 to 10% | TSO | Transmission | Gas turbine for gas grid - inkl. transit | Membrane for deblending - electr. demand | Gas turbine for gas grid - inkl. transit-Membrane for deblending - electr. demand | 0.036872 | 0.037433
[65 empty] | 25 | 13 | SE | from 5 to 10% | TSO | Transmission | Gas turbine for gas grid - inkl. transit | Membrane for deblending - H2. use | Gas turbine for gas grid - inkl. transit-Membrane for deblending - H2. use | 0.036872 | 0.040568
[65 empty] | 25 | 14 | SE | from 5 to 10% | TSO | Storage | Gas turbine for storage (cavern + porous) | Membrane for deblending - Investment | Gas turbine for storage (cavern + porous)-Membrane for deblending - Investment | 0.0020562 | 0.0078072
[65 empty] | 25 | 15 | SE | from 5 to 10% | TSO | Storage | Gas turbine for storage (cavern + porous) | Membrane for deblending - electr. demand | Gas turbine for storage (cavern + porous)-Membrane for deblending - electr. demand | 0.00036565 | 0.00037122
[65 empty] | 25 | 16 | SE | from 5 to 10% | TSO | Storage | Gas turbine for storage (cavern + porous) | Membrane for deblending - H2. use | Gas turbine for storage (cavern + porous)-Membrane for deblending - H2. use | 0.00036565 | 0.00040231
[65 empty] | 25 | 17 | SE | from 5 to 10% | TSO | Industrie | 50% industrial high temperature application (>500°C without glass) | Calorific value adjustment - Investment | 50% industrial high temperature application (>500°C without glass)-Calorific value adjustment - Investment | 0.18653 | 1.0137
[65 empty] | 25 | 18 | SE | from 5 to 10% | TSO | Industrie | 50% industrial high temperature application (>500°C without glass) | Calorific value adjustment - LPG demand | 50% industrial high temperature application (>500°C without glass)-Calorific value adjustment - LPG demand | 1.634 | 8.6124
[65 empty] | 25 | 19 | SE | from 5 to 10% | TSO | Transmission | Instalation of higher gas turbine capacities for compressors - inkl. transit and storage | Investment +30% of excisting capacity | Instalation of higher gas turbine capacities for compressors - inkl. transit and storage-Investment +30% of excisting capacity | 0.0062356 | 0.95427
[65 empty] | 25 | 20 | SE | from 5 to 10% | TSO | Transmission | Instalation of higher gas turbine capacities for compressors - inkl. transit and storage | Gas demand +30% of excisting transport losses | Instalation of higher gas turbine capacities for compressors - inkl. transit and storage-Gas demand +30% of excisting transport losses | 0.011171 | 0.31307
[65 empty] | 25 | 21 | SE | from 5 to 10% | TSO | Storage | Gas pressure regulator storage withdrawal | +3% less energy required | Gas pressure regulator storage withdrawal- +3% less energy required | 1.6165e-06 | -4.5302e-05
[65 empty] | 25 | 22 | SE | from 5 to 10% | TSO | Storage | H2 losses by drying | 5% of H2 | H2 losses by drying- 5% of H2 | 0.00013712 | 0.006856
[65 empty] | 25 | 23 | SE | from 5 to 10% | TSO | Transmission | Gas pressure regulator >40 to 16bar | +3% less energy required | Gas pressure regulator >40 to 16bar- +3% less energy required | 0.00023613 | -0.0066174
[65 empty] | 25 | 24 | SE | from 5 to 10% | DSO | Industrie | 50% industrial high temperature application (>500°C without glass) | Calorific value adjustment - Investment | 50% industrial high temperature application (>500°C without glass)-Calorific value adjustment - Investment | 0.18653 | 1.0137
[65 empty] | 25 | 25 | SE | from 5 to 10% | DSO | Industrie | 50% industrial high temperature application (>500°C without glass) | Calorific value adjustment - LPG demand | 50% industrial high temperature application (>500°C without glass)-Calorific value adjustment - LPG demand | 1.634 | 8.6124
[65 empty] | 25 | 26 | SE | from 5 to 10% | TSO | Transmission | gas chromatographs (GC) | Adaptation - Exchange helium | gas chromatographs (GC)-Adaptation - Exchange helium | 0.008976 | 0.070876
[65 empty] | 25 | 27 | SE | from 5 to 10% | DSO | Industrie | Chemical industry (material use), glass | Membrane for deblending - Investment | Chemical industry (material use), glass-Membrane for deblending - Investment | 0.18573 | 0.11691
[65 empty] | 25 | 28 | SE | from 5 to 10% | DSO | Industrie | Chemical industry (material use), glass | Membrane for deblending - H2. use | Chemical industry (material use), glass-Membrane for deblending - H2. use | 1.627 | 0.89505
[65 empty] | 25 | 29 | SE | from 10 to 20% | TSO | Transmission | compresor gas grid | Component exchange - 50% Investment | compresor gas grid-Component exchange - 50% Investment | 0.020107 | 1.8145
[65 empty] | 25 | 30 | SE | from 10 to 20% | TSO | Storage | compresor storage (cavern + porous) | Component exchange - 50% Investment | compresor storage (cavern + porous)-Component exchange - 50% Investment | 0.00067853 | 0.061233
[65 empty] | 25 | 31 | SE | from 10 to 20% | TSO | Transmission | Instalation of higher gas turbine capacities for compressors - inkl. transit and storage | Investment +40% of excisting capacity | Instalation of higher gas turbine capacities for compressors - inkl. transit and storage-Investment +40% of excisting capacity | 0.0083142 | 1.2724
[65 empty] | 25 | 32 | SE | from 10 to 20% | TSO | Transmission | Instalation of higher gas turbine capacities for compressors - inkl. transit and storage | Gas demand +40% of excisting transport losses | Instalation of higher gas turbine capacities for compressors - inkl. transit and storage-Gas demand +40% of excisting transport losses | 0.014895 | 0.41743
[65 empty] | 25 | 33 | SE | from 10 to 20% | TSO | Transmission | gas chromatographs (GC) | Adaptation - Exchange helium | gas chromatographs (GC)-Adaptation - Exchange helium | 0.008976 | 0
[65 empty] | 25 | 34 | SE | from 10 to 20% | DSO | End-use | CHP for power generation | Membrane for deblending - Investment | CHP for power generation-Membrane for deblending - Investment | 1.3968 | 3.4956
[65 empty] | 25 | 35 | SE | from 10 to 20% | DSO | End-use | CHP for power generation | Membrane for deblending - electr. demand | CHP for power generation-Membrane for deblending - electr. demand | 0.29856 | 0.29183
[65 empty] | 25 | 36 | SE | from 10 to 20% | DSO | End-use | CHP for power generation | Membrane for deblending - H2. use | CHP for power generation-Membrane for deblending - H2. use | 0.29856 | 0.65698
[65 empty] | 25 | 37 | SE | from 10 to 20% | TSO | Storage | Gas pressure regulator storage withdrawal | +5% less energy required | Gas pressure regulator storage withdrawal- +5% less energy required | 2.6941e-06 | -7.5503e-05
[65 empty] | 25 | 38 | SE | from 10 to 20% | TSO | Storage | H2 losses by drying | 5% of H2 | H2 losses by drying- 5% of H2 | 0.00013712 | 0.006856
[65 empty] | 25 | 39 | SE | from 10 to 20% | TSO | Transmission | Gas pressure regulator >40 to 16bar | +5% less energy required | Gas pressure regulator >40 to 16bar- +5% less energy required | 0.00039354 | -0.011029
[65 empty] | 25 | 40 | SE | from 10 to 20% | DSO | Distribution | Gas pressure regulator | Exchange Gas pressure regulator - Investment | Gas pressure regulator-Exchange Gas pressure regulator - Investment | 0.26314 | 0.73817
[65 empty] | 25 | 41 | SE | from 10 to 20% | DSO | Distribution | gas chromatographs (GC) | Additional PCS Analysers for calorific value reconstruction system | gas chromatographs (GC)-Additional PCS Analysers for calorific value reconstruction system | 0.053599 | 0.84647
[65 empty] | 25 | 42 | SE | from 10 to 20% | DSO | Distribution | Chemical industry (material use), glass | Membrane for deblending - Investment | Chemical industry (material use), glass-Membrane for deblending - Investment | 0.18573 | 0.17725
[65 empty] | 25 | 43 | SE | from 10 to 20% | DSO | Distribution | Chemical industry (material use), glass | Membrane for deblending - H2. use | Chemical industry (material use), glass-Membrane for deblending - H2. use | 3.254 | 3.5802
[65 empty] | 25 | 44 | SE | from 10 to 20% | DSO | Distribution | Gas turbine for power generation (old stock) | Membrane for deblending - Investment | Gas turbine for power generation (old stock) -Membrane for deblending - Investment | 1.5311 | 1.4611
[65 empty] | 25 | 45 | SE | from 10 to 20% | DSO | Distribution | Gas turbine for power generation (old stock) | Membrane for deblending - H2. use | Gas turbine for power generation (old stock) -Membrane for deblending - H2. use | 0.29856 | 0.32849
[65 empty] | 25 | 46 | SE | from 10 to 20% | DSO | Distribution | Gas turbine for grid and storage | Membrane for deblending - Investment | Gas turbine for grid and storage-Membrane for deblending - Investment | 0.062986 | 0.16355
[65 empty] | 25 | 47 | SE | from 10 to 20% | DSO | Distribution | Gas turbine for grid and storage | Membrane for deblending - H2. use | Gas turbine for grid and storage-Membrane for deblending - H2. use | 0.037237 | 0.04097
[65 empty] | 25 | 48 | SE | from 10 to 20% | DSO | Distribution | industrial high temperature application (>500°C without glass) | Calorific value adjustment - LPG demand | industrial high temperature application (>500°C without glass)-Calorific value adjustment - LPG demand | 3.268 | 17.2248
[65 empty] | 25 | 49 | SE | >20% | DSO | End-use | boilers | new heating boilers - Investment | boilers-new heating boilers - Investment | 11.0124 | 11.3727
[65 empty] | 25 | 50 | SE | >20% | DSO | … | … | new heating boilers - Investment | …-new heating boilers - Investment | 0 | 0
[65 empty] | 25 | 51 | SE | >20% | DSO | … | … | new heating boilers - Investment | …-new heating boilers - Investment | 0 | 0
[65 empty] | 26 | 1 | SI | <5% | TSO | Storage | Porous storage | Desulfurization and Drying - Investment | Porous storage-Desulfurization and Drying - Investment | 0 | 0
[65 empty] | 26 | 2 | SI | <5% | TSO | Industrie | 50% Chemical industry (material use), glass | Membrane for deblending - Investment | 50% Chemical industry (material use), glass-Membrane for deblending - Investment | 0.027211 | 0.025002
[65 empty] | 26 | 3 | SI | <5% | TSO | Industrie | 50% Chemical industry (material use), glass | Membrane for deblending - electr. demand | 50% Chemical industry (material use), glass-Membrane for deblending - electr. demand | 0.23837 | 0.233
[65 empty] | 26 | 4 | SI | <5% | TSO | Industrie | 50% Chemical industry (material use), glass | Membrane for deblending - H2. use | 50% Chemical industry (material use), glass-Membrane for deblending - H2. use | 0.23837 | 0.13113
[65 empty] | 26 | 5 | SI | <5% | DSO | Industrie | 50% Chemical industry (material use), glass | Membrane for deblending - Investment | 50% Chemical industry (material use), glass-Membrane for deblending - Investment | 0.027211 | 0.025002
[65 empty] | 26 | 6 | SI | <5% | DSO | Industrie | 50% Chemical industry (material use), glass | Membrane for deblending - electr. demand | 50% Chemical industry (material use), glass-Membrane for deblending - electr. demand | 0.23837 | 0.233
[65 empty] | 26 | 7 | SI | <5% | DSO | Industrie | 50% Chemical industry (material use), glass | Membrane for deblending - H2. use | 50% Chemical industry (material use), glass-Membrane for deblending - H2. use | 0.23837 | 0.13113
[65 empty] | 26 | 8 | SI | from 5 to 10% | TSO | End-use | Gas turbine for power generation (old stock) | Membrane for deblending - Investment | Gas turbine for power generation (old stock) -Membrane for deblending - Investment | 0.18919 | 0.29292
[65 empty] | 26 | 9 | SI | from 5 to 10% | TSO | End-use | Gas turbine for power generation (old stock) | Membrane for deblending - electr. demand | Gas turbine for power generation (old stock) -Membrane for deblending - electr. demand | 0.2344 | 0.22912
[65 empty] | 26 | 10 | SI | from 5 to 10% | TSO | End-use | Gas turbine for power generation (old stock) | Membrane for deblending - H2. use | Gas turbine for power generation (old stock) -Membrane for deblending - H2. use | 0.2344 | 0.2579
[65 empty] | 26 | 11 | SI | from 5 to 10% | TSO | Transmission | Gas turbine for gas grid - inkl. transit | Membrane for deblending - Investment | Gas turbine for gas grid - inkl. transit-Membrane for deblending - Investment | 0.086219 | 0.32737
[65 empty] | 26 | 12 | SI | from 5 to 10% | TSO | Transmission | Gas turbine for gas grid - inkl. transit | Membrane for deblending - electr. demand | Gas turbine for gas grid - inkl. transit-Membrane for deblending - electr. demand | 0.052175 | 0.05297
[65 empty] | 26 | 13 | SI | from 5 to 10% | TSO | Transmission | Gas turbine for gas grid - inkl. transit | Membrane for deblending - H2. use | Gas turbine for gas grid - inkl. transit-Membrane for deblending - H2. use | 0.052175 | 0.057405
[65 empty] | 26 | 14 | SI | from 5 to 10% | TSO | Storage | Gas turbine for storage (cavern + porous) | Membrane for deblending - Investment | Gas turbine for storage (cavern + porous)-Membrane for deblending - Investment | 0 | 0
[65 empty] | 26 | 15 | SI | from 5 to 10% | TSO | Storage | Gas turbine for storage (cavern + porous) | Membrane for deblending - electr. demand | Gas turbine for storage (cavern + porous)-Membrane for deblending - electr. demand | 0 | 0
[65 empty] | 26 | 16 | SI | from 5 to 10% | TSO | Storage | Gas turbine for storage (cavern + porous) | Membrane for deblending - H2. use | Gas turbine for storage (cavern + porous)-Membrane for deblending - H2. use | 0 | 0
[65 empty] | 26 | 17 | SI | from 5 to 10% | TSO | Industrie | 50% industrial high temperature application (>500°C without glass) | Calorific value adjustment - Investment | 50% industrial high temperature application (>500°C without glass)-Calorific value adjustment - Investment | 0.15644 | 0.8502
[65 empty] | 26 | 18 | SI | from 5 to 10% | TSO | Industrie | 50% industrial high temperature application (>500°C without glass) | Calorific value adjustment - LPG demand | 50% industrial high temperature application (>500°C without glass)-Calorific value adjustment - LPG demand | 1.3705 | 7.2232
[65 empty] | 26 | 19 | SI | from 5 to 10% | TSO | Transmission | Instalation of higher gas turbine capacities for compressors - inkl. transit and storage | Investment +30% of excisting capacity | Instalation of higher gas turbine capacities for compressors - inkl. transit and storage-Investment +30% of excisting capacity | 0.0085357 | 1.3063
[65 empty] | 26 | 20 | SI | from 5 to 10% | TSO | Transmission | Instalation of higher gas turbine capacities for compressors - inkl. transit and storage | Gas demand +30% of excisting transport losses | Instalation of higher gas turbine capacities for compressors - inkl. transit and storage-Gas demand +30% of excisting transport losses | 0.015653 | 0.43866
[65 empty] | 26 | 21 | SI | from 5 to 10% | TSO | Storage | Gas pressure regulator storage withdrawal | +3% less energy required | Gas pressure regulator storage withdrawal- +3% less energy required | 0 | 0
[65 empty] | 26 | 22 | SI | from 5 to 10% | TSO | Storage | H2 losses by drying | 5% of H2 | H2 losses by drying- 5% of H2 | 0 | 0
[65 empty] | 26 | 23 | SI | from 5 to 10% | TSO | Transmission | Gas pressure regulator >40 to 16bar | +3% less energy required | Gas pressure regulator >40 to 16bar- +3% less energy required | 0.00046335 | -0.012985
[65 empty] | 26 | 24 | SI | from 5 to 10% | DSO | Industrie | 50% industrial high temperature application (>500°C without glass) | Calorific value adjustment - Investment | 50% industrial high temperature application (>500°C without glass)-Calorific value adjustment - Investment | 0.15644 | 0.8502
[65 empty] | 26 | 25 | SI | from 5 to 10% | DSO | Industrie | 50% industrial high temperature application (>500°C without glass) | Calorific value adjustment - LPG demand | 50% industrial high temperature application (>500°C without glass)-Calorific value adjustment - LPG demand | 1.3705 | 7.2232
[65 empty] | 26 | 26 | SI | from 5 to 10% | TSO | Transmission | gas chromatographs (GC) | Adaptation - Exchange helium | gas chromatographs (GC)-Adaptation - Exchange helium | 0.017534 | 0.13845
[65 empty] | 26 | 27 | SI | from 5 to 10% | DSO | Industrie | Chemical industry (material use), glass | Membrane for deblending - Investment | Chemical industry (material use), glass-Membrane for deblending - Investment | 0.054422 | 0.034256
[65 empty] | 26 | 28 | SI | from 5 to 10% | DSO | Industrie | Chemical industry (material use), glass | Membrane for deblending - H2. use | Chemical industry (material use), glass-Membrane for deblending - H2. use | 0.47674 | 0.26226
[65 empty] | 26 | 29 | SI | from 10 to 20% | TSO | Transmission | compresor gas grid | Component exchange - 50% Investment | compresor gas grid-Component exchange - 50% Investment | 0.028452 | 2.5676
[65 empty] | 26 | 30 | SI | from 10 to 20% | TSO | Storage | compresor storage (cavern + porous) | Component exchange - 50% Investment | compresor storage (cavern + porous)-Component exchange - 50% Investment | 0 | 0
[65 empty] | 26 | 31 | SI | from 10 to 20% | TSO | Transmission | Instalation of higher gas turbine capacities for compressors - inkl. transit and storage | Investment +40% of excisting capacity | Instalation of higher gas turbine capacities for compressors - inkl. transit and storage-Investment +40% of excisting capacity | 0.011381 | 1.7417
[65 empty] | 26 | 32 | SI | from 10 to 20% | TSO | Transmission | Instalation of higher gas turbine capacities for compressors - inkl. transit and storage | Gas demand +40% of excisting transport losses | Instalation of higher gas turbine capacities for compressors - inkl. transit and storage-Gas demand +40% of excisting transport losses | 0.02087 | 0.58488
[65 empty] | 26 | 33 | SI | from 10 to 20% | TSO | Transmission | gas chromatographs (GC) | Adaptation - Exchange helium | gas chromatographs (GC)-Adaptation - Exchange helium | 0.017534 | 0
[65 empty] | 26 | 34 | SI | from 10 to 20% | DSO | End-use | CHP for power generation | Membrane for deblending - Investment | CHP for power generation-Membrane for deblending - Investment | 0.099249 | 0.24838
[65 empty] | 26 | 35 | SI | from 10 to 20% | DSO | End-use | CHP for power generation | Membrane for deblending - electr. demand | CHP for power generation-Membrane for deblending - electr. demand | 0.22341 | 0.21837
[65 empty] | 26 | 36 | SI | from 10 to 20% | DSO | End-use | CHP for power generation | Membrane for deblending - H2. use | CHP for power generation-Membrane for deblending - H2. use | 0.22341 | 0.4916
[65 empty] | 26 | 37 | SI | from 10 to 20% | TSO | Storage | Gas pressure regulator storage withdrawal | +5% less energy required | Gas pressure regulator storage withdrawal- +5% less energy required | 0 | 0
[65 empty] | 26 | 38 | SI | from 10 to 20% | TSO | Storage | H2 losses by drying | 5% of H2 | H2 losses by drying- 5% of H2 | 0 | 0
[65 empty] | 26 | 39 | SI | from 10 to 20% | TSO | Transmission | Gas pressure regulator >40 to 16bar | +5% less energy required | Gas pressure regulator >40 to 16bar- +5% less energy required | 0.00077225 | -0.021642
[65 empty] | 26 | 40 | SI | from 10 to 20% | DSO | Distribution | Gas pressure regulator | Exchange Gas pressure regulator - Investment | Gas pressure regulator-Exchange Gas pressure regulator - Investment | 0.37938 | 1.0643
[65 empty] | 26 | 41 | SI | from 10 to 20% | DSO | Distribution | gas chromatographs (GC) | Additional PCS Analysers for calorific value reconstruction system | gas chromatographs (GC)-Additional PCS Analysers for calorific value reconstruction system | 0.077277 | 1.2204
[65 empty] | 26 | 42 | SI | from 10 to 20% | DSO | Distribution | Chemical industry (material use), glass | Membrane for deblending - Investment | Chemical industry (material use), glass-Membrane for deblending - Investment | 0.054422 | 0.051936
[65 empty] | 26 | 43 | SI | from 10 to 20% | DSO | Distribution | Chemical industry (material use), glass | Membrane for deblending - H2. use | Chemical industry (material use), glass-Membrane for deblending - H2. use | 0.95347 | 1.0491
[65 empty] | 26 | 44 | SI | from 10 to 20% | DSO | Distribution | Gas turbine for power generation (old stock) | Membrane for deblending - Investment | Gas turbine for power generation (old stock) -Membrane for deblending - Investment | 0.18919 | 0.18055
[65 empty] | 26 | 45 | SI | from 10 to 20% | DSO | Distribution | Gas turbine for power generation (old stock) | Membrane for deblending - H2. use | Gas turbine for power generation (old stock) -Membrane for deblending - H2. use | 0.2344 | 0.2579
[65 empty] | 26 | 46 | SI | from 10 to 20% | DSO | Distribution | Gas turbine for grid and storage | Membrane for deblending - Investment | Gas turbine for grid and storage-Membrane for deblending - Investment | 0.086219 | 0.22387
[65 empty] | 26 | 47 | SI | from 10 to 20% | DSO | Distribution | Gas turbine for grid and storage | Membrane for deblending - H2. use | Gas turbine for grid and storage-Membrane for deblending - H2. use | 0.052175 | 0.057405
[65 empty] | 26 | 48 | SI | from 10 to 20% | DSO | Distribution | industrial high temperature application (>500°C without glass) | Calorific value adjustment - LPG demand | industrial high temperature application (>500°C without glass)-Calorific value adjustment - LPG demand | 2.7409 | 14.4465
[65 empty] | 26 | 49 | SI | >20% | DSO | End-use | boilers | new heating boilers - Investment | boilers-new heating boilers - Investment | 29.6941 | 30.6657
[65 empty] | 26 | 50 | SI | >20% | DSO | … | … | new heating boilers - Investment | …-new heating boilers - Investment | 0 | 0
[65 empty] | 26 | 51 | SI | >20% | DSO | … | … | new heating boilers - Investment | …-new heating boilers - Investment | 0 | 0
[65 empty] | 27 | 1 | SK | <5% | TSO | Storage | Porous storage | Desulfurization and Drying - Investment | Porous storage-Desulfurization and Drying - Investment | 2.0386 | 11.9159
[65 empty] | 27 | 2 | SK | <5% | TSO | Industrie | 50% Chemical industry (material use), glass | Membrane for deblending - Investment | 50% Chemical industry (material use), glass-Membrane for deblending - Investment | 0.297 | 0.27289
[65 empty] | 27 | 3 | SK | <5% | TSO | Industrie | 50% Chemical industry (material use), glass | Membrane for deblending - electr. demand | 50% Chemical industry (material use), glass-Membrane for deblending - electr. demand | 2.6017 | 2.5431
[65 empty] | 27 | 4 | SK | <5% | TSO | Industrie | 50% Chemical industry (material use), glass | Membrane for deblending - H2. use | 50% Chemical industry (material use), glass-Membrane for deblending - H2. use | 2.6017 | 1.4313
[65 empty] | 27 | 5 | SK | <5% | DSO | Industrie | 50% Chemical industry (material use), glass | Membrane for deblending - Investment | 50% Chemical industry (material use), glass-Membrane for deblending - Investment | 0.297 | 0.27289
[65 empty] | 27 | 6 | SK | <5% | DSO | Industrie | 50% Chemical industry (material use), glass | Membrane for deblending - electr. demand | 50% Chemical industry (material use), glass-Membrane for deblending - electr. demand | 2.6017 | 2.5431
[65 empty] | 27 | 7 | SK | <5% | DSO | Industrie | 50% Chemical industry (material use), glass | Membrane for deblending - H2. use | 50% Chemical industry (material use), glass-Membrane for deblending - H2. use | 2.6017 | 1.4313
[65 empty] | 27 | 8 | SK | from 5 to 10% | TSO | End-use | Gas turbine for power generation (old stock) | Membrane for deblending - Investment | Gas turbine for power generation (old stock) -Membrane for deblending - Investment | 2.1393 | 3.3122
[65 empty] | 27 | 9 | SK | from 5 to 10% | TSO | End-use | Gas turbine for power generation (old stock) | Membrane for deblending - electr. demand | Gas turbine for power generation (old stock) -Membrane for deblending - electr. demand | 4.7109 | 4.6047
[65 empty] | 27 | 10 | SK | from 5 to 10% | TSO | End-use | Gas turbine for power generation (old stock) | Membrane for deblending - H2. use | Gas turbine for power generation (old stock) -Membrane for deblending - H2. use | 4.7109 | 5.1831
[65 empty] | 27 | 11 | SK | from 5 to 10% | TSO | Transmission | Gas turbine for gas grid - inkl. transit | Membrane for deblending - Investment | Gas turbine for gas grid - inkl. transit-Membrane for deblending - Investment | 0.25571 | 0.97091
[65 empty] | 27 | 12 | SK | from 5 to 10% | TSO | Transmission | Gas turbine for gas grid - inkl. transit | Membrane for deblending - electr. demand | Gas turbine for gas grid - inkl. transit-Membrane for deblending - electr. demand | 0.15474 | 0.1571
[65 empty] | 27 | 13 | SK | from 5 to 10% | TSO | Transmission | Gas turbine for gas grid - inkl. transit | Membrane for deblending - H2. use | Gas turbine for gas grid - inkl. transit-Membrane for deblending - H2. use | 0.15474 | 0.17025
[65 empty] | 27 | 14 | SK | from 5 to 10% | TSO | Storage | Gas turbine for storage (cavern + porous) | Membrane for deblending - Investment | Gas turbine for storage (cavern + porous)-Membrane for deblending - Investment | 0.21626 | 0.82112
[65 empty] | 27 | 15 | SK | from 5 to 10% | TSO | Storage | Gas turbine for storage (cavern + porous) | Membrane for deblending - electr. demand | Gas turbine for storage (cavern + porous)-Membrane for deblending - electr. demand | 0.14774 | 0.14999
[65 empty] | 27 | 16 | SK | from 5 to 10% | TSO | Storage | Gas turbine for storage (cavern + porous) | Membrane for deblending - H2. use | Gas turbine for storage (cavern + porous)-Membrane for deblending - H2. use | 0.14774 | 0.16255
[65 empty] | 27 | 17 | SK | from 5 to 10% | TSO | Industrie | 50% industrial high temperature application (>500°C without glass) | Calorific value adjustment - Investment | 50% industrial high temperature application (>500°C without glass)-Calorific value adjustment - Investment | 0.43602 | 2.3695
[65 empty] | 27 | 18 | SK | from 5 to 10% | TSO | Industrie | 50% industrial high temperature application (>500°C without glass) | Calorific value adjustment - LPG demand | 50% industrial high temperature application (>500°C without glass)-Calorific value adjustment - LPG demand | 3.8195 | 20.1315
[65 empty] | 27 | 19 | SK | from 5 to 10% | TSO | Transmission | Instalation of higher gas turbine capacities for compressors - inkl. transit and storage | Investment +30% of excisting capacity | Instalation of higher gas turbine capacities for compressors - inkl. transit and storage-Investment +30% of excisting capacity | 0.046725 | 7.1505
[65 empty] | 27 | 20 | SK | from 5 to 10% | TSO | Transmission | Instalation of higher gas turbine capacities for compressors - inkl. transit and storage | Gas demand +30% of excisting transport losses | Instalation of higher gas turbine capacities for compressors - inkl. transit and storage-Gas demand +30% of excisting transport losses | 0.090745 | 2.5431
[65 empty] | 27 | 21 | SK | from 5 to 10% | TSO | Storage | Gas pressure regulator storage withdrawal | +3% less energy required | Gas pressure regulator storage withdrawal- +3% less energy required | 0.00065315 | -0.018304
[65 empty] | 27 | 22 | SK | from 5 to 10% | TSO | Storage | H2 losses by drying | 5% of H2 | H2 losses by drying- 5% of H2 | 0.055404 | 2.7702
[65 empty] | 27 | 23 | SK | from 5 to 10% | TSO | Transmission | Gas pressure regulator >40 to 16bar | +3% less energy required | Gas pressure regulator >40 to 16bar- +3% less energy required | 0.0011593 | -0.032489
[65 empty] | 27 | 24 | SK | from 5 to 10% | DSO | Industrie | 50% industrial high temperature application (>500°C without glass) | Calorific value adjustment - Investment | 50% industrial high temperature application (>500°C without glass)-Calorific value adjustment - Investment | 0.43602 | 2.3695
[65 empty] | 27 | 25 | SK | from 5 to 10% | DSO | Industrie | 50% industrial high temperature application (>500°C without glass) | Calorific value adjustment - LPG demand | 50% industrial high temperature application (>500°C without glass)-Calorific value adjustment - LPG demand | 3.8195 | 20.1315
[65 empty] | 27 | 26 | SK | from 5 to 10% | TSO | Transmission | gas chromatographs (GC) | Adaptation - Exchange helium | gas chromatographs (GC)-Adaptation - Exchange helium | 0.033947 | 0.26806
[65 empty] | 27 | 27 | SK | from 5 to 10% | DSO | Industrie | Chemical industry (material use), glass | Membrane for deblending - Investment | Chemical industry (material use), glass-Membrane for deblending - Investment | 0.594 | 0.37389
[65 empty] | 27 | 28 | SK | from 5 to 10% | DSO | Industrie | Chemical industry (material use), glass | Membrane for deblending - H2. use | Chemical industry (material use), glass-Membrane for deblending - H2. use | 5.2034 | 2.8625
[65 empty] | 27 | 29 | SK | from 10 to 20% | TSO | Transmission | compresor gas grid | Component exchange - 50% Investment | compresor gas grid-Component exchange - 50% Investment | 0.084383 | 7.615
[65 empty] | 27 | 30 | SK | from 10 to 20% | TSO | Storage | compresor storage (cavern + porous) | Component exchange - 50% Investment | compresor storage (cavern + porous)-Component exchange - 50% Investment | 0.071365 | 6.4402
[65 empty] | 27 | 31 | SK | from 10 to 20% | TSO | Transmission | Instalation of higher gas turbine capacities for compressors - inkl. transit and storage | Investment +40% of excisting capacity | Instalation of higher gas turbine capacities for compressors - inkl. transit and storage-Investment +40% of excisting capacity | 0.062299 | 9.534
[65 empty] | 27 | 32 | SK | from 10 to 20% | TSO | Transmission | Instalation of higher gas turbine capacities for compressors - inkl. transit and storage | Gas demand +40% of excisting transport losses | Instalation of higher gas turbine capacities for compressors - inkl. transit and storage-Gas demand +40% of excisting transport losses | 0.12099 | 3.3908
[65 empty] | 27 | 33 | SK | from 10 to 20% | TSO | Transmission | gas chromatographs (GC) | Adaptation - Exchange helium | gas chromatographs (GC)-Adaptation - Exchange helium | 0.033947 | 0
[65 empty] | 27 | 34 | SK | from 10 to 20% | DSO | End-use | CHP for power generation | Membrane for deblending - Investment | CHP for power generation-Membrane for deblending - Investment | 0.80081 | 2.0041
[65 empty] | 27 | 35 | SK | from 10 to 20% | DSO | End-use | CHP for power generation | Membrane for deblending - electr. demand | CHP for power generation-Membrane for deblending - electr. demand | 2.0243 | 1.9787
[65 empty] | 27 | 36 | SK | from 10 to 20% | DSO | End-use | CHP for power generation | Membrane for deblending - H2. use | CHP for power generation-Membrane for deblending - H2. use | 2.0243 | 4.4546
[65 empty] | 27 | 37 | SK | from 10 to 20% | TSO | Storage | Gas pressure regulator storage withdrawal | +5% less energy required | Gas pressure regulator storage withdrawal- +5% less energy required | 0.0010886 | -0.030507
[65 empty] | 27 | 38 | SK | from 10 to 20% | TSO | Storage | H2 losses by drying | 5% of H2 | H2 losses by drying- 5% of H2 | 0.055404 | 2.7702
[65 empty] | 27 | 39 | SK | from 10 to 20% | TSO | Transmission | Gas pressure regulator >40 to 16bar | +5% less energy required | Gas pressure regulator >40 to 16bar- +5% less energy required | 0.0019322 | -0.054149
[65 empty] | 27 | 40 | SK | from 10 to 20% | DSO | Distribution | Gas pressure regulator | Exchange Gas pressure regulator - Investment | Gas pressure regulator-Exchange Gas pressure regulator - Investment | 2.6173 | 7.342
[65 empty] | 27 | 41 | SK | from 10 to 20% | DSO | Distribution | gas chromatographs (GC) | Additional PCS Analysers for calorific value reconstruction system | gas chromatographs (GC)-Additional PCS Analysers for calorific value reconstruction system | 0.53311 | 8.4191
[65 empty] | 27 | 42 | SK | from 10 to 20% | DSO | Distribution | Chemical industry (material use), glass | Membrane for deblending - Investment | Chemical industry (material use), glass-Membrane for deblending - Investment | 0.594 | 0.56686
[65 empty] | 27 | 43 | SK | from 10 to 20% | DSO | Distribution | Chemical industry (material use), glass | Membrane for deblending - H2. use | Chemical industry (material use), glass-Membrane for deblending - H2. use | 10.4069 | 11.4501
[65 empty] | 27 | 44 | SK | from 10 to 20% | DSO | Distribution | Gas turbine for power generation (old stock) | Membrane for deblending - Investment | Gas turbine for power generation (old stock) -Membrane for deblending - Investment | 2.1393 | 2.0416
[65 empty] | 27 | 45 | SK | from 10 to 20% | DSO | Distribution | Gas turbine for power generation (old stock) | Membrane for deblending - H2. use | Gas turbine for power generation (old stock) -Membrane for deblending - H2. use | 4.7109 | 5.1831
[65 empty] | 27 | 46 | SK | from 10 to 20% | DSO | Distribution | Gas turbine for grid and storage | Membrane for deblending - Investment | Gas turbine for grid and storage-Membrane for deblending - Investment | 0.47196 | 1.2255
[65 empty] | 27 | 47 | SK | from 10 to 20% | DSO | Distribution | Gas turbine for grid and storage | Membrane for deblending - H2. use | Gas turbine for grid and storage-Membrane for deblending - H2. use | 0.30248 | 0.33281
[65 empty] | 27 | 48 | SK | from 10 to 20% | DSO | Distribution | industrial high temperature application (>500°C without glass) | Calorific value adjustment - LPG demand | industrial high temperature application (>500°C without glass)-Calorific value adjustment - LPG demand | 7.639 | 40.263
[65 empty] | 27 | 49 | SK | >20% | DSO | End-use | boilers | new heating boilers - Investment | boilers-new heating boilers - Investment | 447.3662 | 462.005
[65 empty] | 27 | 50 | SK | >20% | DSO | … | … | new heating boilers - Investment | …-new heating boilers - Investment | 0 | 0
[65 empty] | 27 | 51 | SK | >20% | DSO | … | … | new heating boilers - Investment | …-new heating boilers - Investment | 0 | 0

## Type 2 - Distribution network
Blending share |  | Infrastructure category | Component requiring adaptation | Adaptation | (Annualised) specific adaptation costs (CAPEX+OPEX) |  | Specific values by country | [27 empty] | Total costs M€/a | [27 empty] | comment
[7 empty] | AT | BE | BG | CY | CZ | DE | DK | EE | EL | ES | FI | FR | HR | HU | IE | IT | LT | LU | LV | MT | NL | PL | PT | RO | SE | SI | SK |  | AT | BE | BG | CY | CZ | DE | DK | EE | EL | ES | FI | FR | HR | HU | IE | IT | LT | LU | LV | MT | NL | PL | PT | RO | SE | SI | SK
from 5 to 10% | TSO | Transmission | gas chromatographs (GC) | Adaptation - Exchange helium | 7.8962 | €thousand/unit/year | 0.02524 | 0.054065 | 0.041519 | 0 | 0.057067 | 0.575 | 0.01383 | 0.013218 | 0.02188 | 0.36934 | 0.019416 | 0.56198 | 0.04022 | 0.087714 | 0.036247 | 0.52285 | 0.031558 | 0.0044357 | 0.017743 | 0 | 0.17922 | 0.16045 | 0.020536 | 0.19985 | 0.008976 | 0.017534 | 0.033947 | thousand pieces | 0.1993 | 0.42691 | 0.32785 | 0 | 0.45061 | 4.5403 | 0.1092 | 0.10437 | 0.17277 | 2.9164 | 0.15331 | 4.4375 | 0.31759 | 0.69261 | 0.28622 | 4.1285 | 0.24919 | 0.035025 | 0.1401 | 0 | 1.4152 | 1.2669 | 0.16215 | 1.578 | 0.070876 | 0.13845 | 0.26806 | M€/year
| TSO | Transmission | Gas pressure regulator >40 to 16bar | +3% less energy required | -28.0249 | €/MWh H2 | 0.0017296 | 0.0069516 | 0.0010581 | 0.00033062 | 0.0018187 | 0.020222 | 0.00077853 | 8.4306e-05 | 0.0018911 | 0.0048664 | 0.00069663 | 0.0078032 | 0.0006254 | 0.002396 | 0.0012507 | 0.011249 | 0.00093797 | 0.00012675 | 0.00025206 | 0.00017349 | 0.0084683 | 0.0069935 | 0.00049013 | 0.0029986 | 0.00023613 | 0.00046335 | 0.0011593 | TWh preheating related to decentralized consumption | -0.048472 | -0.19482 | -0.029654 | -0.0092656 | -0.05097 | -0.56673 | -0.021818 | -0.0023627 | -0.052999 | -0.13638 | -0.019523 | -0.21869 | -0.017527 | -0.067148 | -0.035051 | -0.31525 | -0.026286 | -0.003552 | -0.007064 | -0.0048621 | -0.23732 | -0.19599 | -0.013736 | -0.084037 | -0.0066174 | -0.012985 | -0.032489 | M€/year
from 10 to 20% | TSO | Storage | Porous storage | Desulfurization and Drying - Investment | 5.8451 | €/Nm³/h/year storage withdrawal | 4.1232 | 0.66558 | 0.59058 | 0 | 2.4852 | 7.0076 | 0.38168 | 0 | 0 | 0.84228 | 0 | 7.3194 | 0.32423 | 3.2883 | 0 | 14.3539 | 0 | 0 | 1.2369 | 0 | 9.3016 | 1.2541 | 0 | 1.6577 | 0 | 0 | 2.0386 | Mio. Nm³/h/year storage withdrawal | 24.1002 | 3.8903 | 3.452 | 0 | 14.5261 | 40.96 | 2.2309 | 0 | 0 | 4.9232 | 0 | 42.7822 | 1.8951 | 19.2203 | 0 | 83.8994 | 0 | 0 | 7.2298 | 0 | 54.3686 | 7.3301 | 0 | 9.6895 | 0 | 0 | 11.9159 | M€/year
| TSO | Industrie | 50% Chemical industry (material use), glass | Membrane for deblending - Investment | 0.91882 | €/kW/year | 0.26486 | 1.4738 | 0.2626 | 0 | 0.22536 | 2.1773 | 0.032337 | 0.0044359 | 0.25571 | 0.73717 | 0.022699 | 0.97013 | 0.27903 | 0.59154 | 0 | 0.97015 | 0.89911 | 0.023428 | 0 | 0 | 1.7639 | 2.0727 | 0.13372 | 0.43208 | 0.092866 | 0.027211 | 0.297 | GW | 0.24335 | 1.3542 | 0.24128 | 0 | 0.20707 | 2.0005 | 0.029712 | 0.0040757 | 0.23496 | 0.67733 | 0.020856 | 0.89138 | 0.25638 | 0.54352 | 0 | 0.89139 | 0.82612 | 0.021526 | 0 | 0 | 1.6207 | 1.9045 | 0.12286 | 0.397 | 0.085327 | 0.025002 | 0.27289 | M€/year
|  |  |  | Membrane for deblending - electr. demand | 0.97746 | €/MWh gas mix | 2.3201 | 12.9108 | 2.3004 | 0 | 1.9742 | 19.0727 | 0.28327 | 0.038858 | 2.2401 | 6.4576 | 0.19884 | 8.4984 | 2.4443 | 5.1819 | 0 | 8.4985 | 7.8762 | 0.20523 | 0 | 0 | 15.4517 | 18.1571 | 1.1714 | 3.785 | 0.81351 | 0.23837 | 2.6017 | TWh | 2.2679 | 12.6199 | 2.2486 | 0 | 1.9297 | 18.6429 | 0.27689 | 0.037982 | 2.1896 | 6.3121 | 0.19436 | 8.3069 | 2.3892 | 5.0651 | 0 | 8.307 | 7.6987 | 0.20061 | 0 | 0 | 15.1035 | 17.7479 | 1.145 | 3.6997 | 0.79517 | 0.233 | 2.5431 | M€/year
|  |  |  | Membrane for deblending - H2. use | 0.55012 | €/MWh gas mix | 2.3201 | 12.9108 | 2.3004 | 0 | 1.9742 | 19.0727 | 0.28327 | 0.038858 | 2.2401 | 6.4576 | 0.19884 | 8.4984 | 2.4443 | 5.1819 | 0 | 8.4985 | 7.8762 | 0.20523 | 0 | 0 | 15.4517 | 18.1571 | 1.1714 | 3.785 | 0.81351 | 0.23837 | 2.6017 | TWh | 1.2764 | 7.1025 | 1.2655 | 0 | 1.086 | 10.4923 | 0.15583 | 0.021377 | 1.2323 | 3.5525 | 0.10939 | 4.6751 | 1.3447 | 2.8507 | 0 | 4.6752 | 4.3329 | 0.1129 | 0 | 0 | 8.5003 | 9.9886 | 0.64441 | 2.0822 | 0.44753 | 0.13113 | 1.4313 | M€/year
| DSO | Industrie | 50% Chemical industry (material use), glass | Membrane for deblending - Investment | 0.91882 | €/kW/year | 0.26486 | 1.4738 | 0.2626 | 0 | 0.22536 | 2.1773 | 0.032337 | 0.0044359 | 0.25571 | 0.73717 | 0.022699 | 0.97013 | 0.27903 | 0.59154 | 0 | 0.97015 | 0.89911 | 0.023428 | 0 | 0 | 1.7639 | 2.0727 | 0.13372 | 0.43208 | 0.092866 | 0.027211 | 0.297 | GW | 0.24335 | 1.3542 | 0.24128 | 0 | 0.20707 | 2.0005 | 0.029712 | 0.0040757 | 0.23496 | 0.67733 | 0.020856 | 0.89138 | 0.25638 | 0.54352 | 0 | 0.89139 | 0.82612 | 0.021526 | 0 | 0 | 1.6207 | 1.9045 | 0.12286 | 0.397 | 0.085327 | 0.025002 | 0.27289 | M€/year
|  |  |  | Membrane for deblending - electr. demand | 0.97746 | €/MWh gas mix | 2.3201 | 12.9108 | 2.3004 | 0 | 1.9742 | 19.0727 | 0.28327 | 0.038858 | 2.2401 | 6.4576 | 0.19884 | 8.4984 | 2.4443 | 5.1819 | 0 | 8.4985 | 7.8762 | 0.20523 | 0 | 0 | 15.4517 | 18.1571 | 1.1714 | 3.785 | 0.81351 | 0.23837 | 2.6017 | TWh | 2.2679 | 12.6199 | 2.2486 | 0 | 1.9297 | 18.6429 | 0.27689 | 0.037982 | 2.1896 | 6.3121 | 0.19436 | 8.3069 | 2.3892 | 5.0651 | 0 | 8.307 | 7.6987 | 0.20061 | 0 | 0 | 15.1035 | 17.7479 | 1.145 | 3.6997 | 0.79517 | 0.233 | 2.5431 | M€/year
|  |  |  | Membrane for deblending - H2. use | 0.55012 | €/MWh gas mix | 2.3201 | 12.9108 | 2.3004 | 0 | 1.9742 | 19.0727 | 0.28327 | 0.038858 | 2.2401 | 6.4576 | 0.19884 | 8.4984 | 2.4443 | 5.1819 | 0 | 8.4985 | 7.8762 | 0.20523 | 0 | 0 | 15.4517 | 18.1571 | 1.1714 | 3.785 | 0.81351 | 0.23837 | 2.6017 | TWh | 1.2764 | 7.1025 | 1.2655 | 0 | 1.086 | 10.4923 | 0.15583 | 0.021377 | 1.2323 | 3.5525 | 0.10939 | 4.6751 | 1.3447 | 2.8507 | 0 | 4.6752 | 4.3329 | 0.1129 | 0 | 0 | 8.5003 | 9.9886 | 0.64441 | 2.0822 | 0.44753 | 0.13113 | 1.4313 | M€/year
| TSO | End-use | Gas turbine for power generation (old stock) | Membrane for deblending - Investment | 1.5483 | €/kW/year | 6.0035 | 5.9891 | 0.86825 | 0 | 0.71957 | 36.6956 | 1.0809 | 0.38885 | 8.6246 | 52.5783 | 1.5419 | 15.4011 | 0.84519 | 3.7344 | 4.0608 | 70.9501 | 1.3922 | 0.12419 | 1.5171 | 0.24625 | 13.31 | 4.5188 | 6.0998 | 3.2567 | 1.5311 | 0.18919 | 2.1393 | GW gas launching capacity | 9.295 | 9.2726 | 1.3443 | 0 | 1.1141 | 56.8143 | 1.6735 | 0.60205 | 13.353 | 81.4048 | 2.3872 | 23.8448 | 1.3086 | 5.7819 | 6.2871 | 109.8491 | 2.1554 | 0.19228 | 2.3488 | 0.38126 | 20.6073 | 6.9963 | 9.4441 | 5.0423 | 2.3705 | 0.29292 | 3.3122 | M€/year | Existing power plants still in operation in 2030, all condensing power plants with 50% electrical efficiency; 50% of the CHP are gas turbines and connected to the TSO with 40% electrical efficiency.
|  |  |  | Membrane for deblending - electr. demand | 0.97746 | €/MWh gas mix | 1.2425 | 16.1814 | 4.8704 | 0 | 0.24798 | 102.0766 | 0.39559 | 0.048017 | 18.1912 | 26.6599 | 4.7083 | 21.7123 | 1.7189 | 5.5592 | 13.2068 | 102.0415 | 1.0345 | 0.010066 | 3.328 | 0.52404 | 29.4014 | 19.2183 | 2.1147 | 10.011 | 0.29856 | 0.2344 | 4.7109 | TWh gas consumption | 1.2145 | 15.8168 | 4.7606 | 0 | 0.2424 | 99.7762 | 0.38667 | 0.046935 | 17.7812 | 26.0591 | 4.6022 | 21.223 | 1.6802 | 5.4339 | 12.9092 | 99.7419 | 1.0112 | 0.0098394 | 3.253 | 0.51223 | 28.7388 | 18.7852 | 2.067 | 9.7854 | 0.29183 | 0.22912 | 4.6047 | M€/year
|  |  |  | Membrane for deblending - H2. use | 1.1002 | €/MWh gas mix | 1.2425 | 16.1814 | 4.8704 | 0 | 0.24798 | 102.0766 | 0.39559 | 0.048017 | 18.1912 | 26.6599 | 4.7083 | 21.7123 | 1.7189 | 5.5592 | 13.2068 | 102.0415 | 1.0345 | 0.010066 | 3.328 | 0.52404 | 29.4014 | 19.2183 | 2.1147 | 10.011 | 0.29856 | 0.2344 | 4.7109 | TWh gas consumption | 1.367 | 17.8035 | 5.3586 | 0 | 0.27284 | 112.3092 | 0.43525 | 0.052831 | 20.0147 | 29.3325 | 5.1803 | 23.8888 | 1.8913 | 6.1165 | 14.5308 | 112.2706 | 1.1382 | 0.011075 | 3.6616 | 0.57658 | 32.3487 | 21.1448 | 2.3267 | 11.0145 | 0.32849 | 0.2579 | 5.1831 | M€/year
| TSO | Transmission | Gas turbine for gas grid - incl. transit | Membrane for deblending - Investment | 3.797 | €/kW/year | 0.73377 | 1.636 | 0.22784 | 0 | 0.34615 | 7.4242 | 0.14259 | 0.015272 | 0.43954 | 1.5032 | 0.14942 | 1.9587 | 0.13005 | 0.47981 | 0.30463 | 2.6362 | 0.22159 | 0.027087 | 0.063311 | 0 | 4.1204 | 1.4026 | 0.12484 | 0.62124 | 0.06093 | 0.086219 | 0.25571 | GW gas launching capacity | 2.7861 | 6.2116 | 0.86509 | 0 | 1.3143 | 28.1895 | 0.54141 | 0.057985 | 1.6689 | 5.7075 | 0.56736 | 7.4372 | 0.4938 | 1.8218 | 1.1567 | 10.0094 | 0.84137 | 0.10285 | 0.24039 | 0 | 15.6449 | 5.3258 | 0.47402 | 2.3588 | 0.23135 | 0.32737 | 0.97091 | M€/year | 33% efficiency shaft power--> gas consumption power
|  |  |  | Membrane for deblending - electr. demand | 1.0152 | €/MWh gas mix | 0.44404 | 0.98999 | 0.13787 | 0 | 0.20947 | 4.4928 | 0.086289 | 0.0092415 | 0.26599 | 0.90964 | 0.090424 | 1.1853 | 0.0787 | 0.29036 | 0.18434 | 1.5953 | 0.13409 | 0.016391 | 0.038312 | 0 | 2.4934 | 0.8488 | 0.075547 | 0.37594 | 0.036872 | 0.052175 | 0.15474 | TWh losses | 0.4508 | 1.0051 | 0.13997 | 0 | 0.21266 | 4.5612 | 0.087603 | 0.0093822 | 0.27004 | 0.9235 | 0.091801 | 1.2034 | 0.079899 | 0.29478 | 0.18715 | 1.6196 | 0.13614 | 0.016641 | 0.038896 | 0 | 2.5314 | 0.86173 | 0.076697 | 0.38166 | 0.037433 | 0.05297 | 0.1571 | M€/year
|  |  |  | Membrane for deblending - H2. use | 1.1002 | €/MWh gas mix | 0.44404 | 0.98999 | 0.13787 | 0 | 0.20947 | 4.4928 | 0.086289 | 0.0092415 | 0.26599 | 0.90964 | 0.090424 | 1.1853 | 0.0787 | 0.29036 | 0.18434 | 1.5953 | 0.13409 | 0.016391 | 0.038312 | 0 | 2.4934 | 0.8488 | 0.075547 | 0.37594 | 0.036872 | 0.052175 | 0.15474 | TWh losses | 0.48855 | 1.0892 | 0.1517 | 0 | 0.23047 | 4.9431 | 0.094939 | 0.010168 | 0.29265 | 1.0008 | 0.099488 | 1.3041 | 0.08659 | 0.31946 | 0.20282 | 1.7552 | 0.14754 | 0.018035 | 0.042153 | 0 | 2.7434 | 0.93389 | 0.08312 | 0.41362 | 0.040568 | 0.057405 | 0.17025 | M€/year
| TSO | Storage | Gas turbine for storage (cavern + porous) | Membrane for deblending - Investment | 3.797 | €/kW/year | 0.39624 | 0.041951 | 0.059714 | 0 | 0.23533 | 1.9373 | 0.047977 | 0 | 0 | 0.060114 | 0 | 0.61066 | 0.028762 | 0.22735 | 0 | 1.1049 | 0 | 0 | 0.08496 | 0 | 0.62015 | 0.22198 | 0.015345 | 0.16757 | 0.0020562 | 0 | 0.21626 | GW gas launching capacity | 1.5045 | 0.15929 | 0.22673 | 0 | 0.89353 | 7.3557 | 0.18217 | 0 | 0 | 0.22825 | 0 | 2.3187 | 0.10921 | 0.86322 | 0 | 4.1951 | 0 | 0 | 0.32259 | 0 | 2.3547 | 0.84286 | 0.058265 | 0.63626 | 0.0078072 | 0 | 0.82112 | M€/year | 33% efficiency shaft power--> gas consumption power
|  |  |  | Membrane for deblending - electr. demand | 1.0152 | €/MWh gas mix | 0.34763 | 0.033932 | 0.066685 | 0 | 0.16052 | 1.0179 | 0.039004 | 0 | 0 | 0.12053 | 0 | 0.51724 | 0.024182 | 0.2545 | 0 | 1.0123 | 0 | 0 | 0.091037 | 0 | 0.49301 | 0.17536 | 0.013458 | 0.1739 | 0.00036565 | 0 | 0.14774 | TWh losses | 0.35292 | 0.034448 | 0.0677 | 0 | 0.16297 | 1.0334 | 0.039598 | 0 | 0 | 0.12237 | 0 | 0.52512 | 0.02455 | 0.25838 | 0 | 1.0277 | 0 | 0 | 0.092423 | 0 | 0.50052 | 0.17803 | 0.013663 | 0.17655 | 0.00037122 | 0 | 0.14999 | M€/year
|  |  |  | Membrane for deblending - H2. use | 1.1002 | €/MWh gas mix | 0.34763 | 0.033932 | 0.066685 | 0 | 0.16052 | 1.0179 | 0.039004 | 0 | 0 | 0.12053 | 0 | 0.51724 | 0.024182 | 0.2545 | 0 | 1.0123 | 0 | 0 | 0.091037 | 0 | 0.49301 | 0.17536 | 0.013458 | 0.1739 | 0.00036565 | 0 | 0.14774 | TWh losses | 0.38248 | 0.037333 | 0.07337 | 0 | 0.17661 | 1.12 | 0.042914 | 0 | 0 | 0.13262 | 0 | 0.56909 | 0.026606 | 0.28002 | 0 | 1.1138 | 0 | 0 | 0.10016 | 0 | 0.54243 | 0.19294 | 0.014807 | 0.19133 | 0.00040231 | 0 | 0.16255 | M€/year
| TSO | Industrie | 50% industrial high temperature application (>500°C without glass) | Calorific value adjustment - Investment | 5.4345 | €/kW/year | 0.69635 | 1.7589 | 0.32093 | 0.025135 | 0.7042 | 5.9105 | 0.20471 | 0.012017 | 0.30662 | 2.3309 | 0.11173 | 2.1821 | 0.13654 | 0.69726 | 0.19 | 2.3165 | 0.095045 | 0.094127 | 0.021718 | 0.00036414 | 1.772 | 1.4163 | 0.44053 | 1.0146 | 0.18653 | 0.15644 | 0.43602 | GW | 3.7843 | 9.5588 | 1.7441 | 0.1366 | 3.827 | 32.1205 | 1.1125 | 0.065305 | 1.6663 | 12.6674 | 0.60718 | 11.8585 | 0.742 | 3.7892 | 1.0325 | 12.5889 | 0.51652 | 0.51153 | 0.11803 | 0.0019789 | 9.63 | 7.697 | 2.394 | 5.5139 | 1.0137 | 0.8502 | 2.3695 | M€/year
|  |  |  | Calorific value adjustment - LPG demand | 5.2707 | €/MWh gas mix | 6.1 | 15.4082 | 2.8114 | 0.22019 | 6.1688 | 51.7759 | 1.7932 | 0.10527 | 2.686 | 20.4189 | 0.97872 | 19.115 | 1.196 | 6.108 | 1.6644 | 20.2924 | 0.83259 | 0.82455 | 0.19025 | 0.0031899 | 15.5228 | 12.407 | 3.859 | 8.8879 | 1.634 | 1.3705 | 3.8195 | TWh | 32.1514 | 81.2118 | 14.8179 | 1.1605 | 32.5138 | 272.895 | 9.4516 | 0.55483 | 14.1571 | 107.6218 | 5.1586 | 100.7494 | 6.304 | 32.1932 | 8.7723 | 106.9551 | 4.3883 | 4.3459 | 1.0028 | 0.016813 | 81.8159 | 65.3933 | 20.3398 | 46.8457 | 8.6124 | 7.2232 | 20.1315 | M€/year
| TSO | Transmission | Instalation of higher gas turbine capacities for compressors - inkl. transit and storage | Investment +30% of excisting capacity | 153.035 | €/kW/year shaft power | 0.11187 | 0.16611 | 0.028468 | 0 | 0.057566 | 0.92679 | 0.018866 | 0.0015119 | 0.043514 | 0.15477 | 0.014793 | 0.25437 | 0.015723 | 0.070009 | 0.030158 | 0.37036 | 0.021937 | 0.0026816 | 0.014679 | 0 | 0.46931 | 0.16084 | 0.013878 | 0.078092 | 0.0062356 | 0.0085357 | 0.046725 | GW additional shaft power | 17.1202 | 25.421 | 4.3565 | 0 | 8.8096 | 141.8312 | 2.8872 | 0.23137 | 6.6592 | 23.6846 | 2.2639 | 38.9273 | 2.4061 | 10.7138 | 4.6153 | 56.6785 | 3.3572 | 0.41038 | 2.2464 | 0 | 71.8213 | 24.6138 | 2.1239 | 11.9508 | 0.95427 | 1.3063 | 7.1505 | M€/year
|  |  |  | Gas demand +30% of excisting transport losses | 28.0249 | €/MWh natural gas | 0.2375 | 0.30718 | 0.061368 | 0 | 0.111 | 1.6532 | 0.037588 | 0.0027725 | 0.079796 | 0.30905 | 0.027127 | 0.51077 | 0.030865 | 0.16346 | 0.055303 | 0.78227 | 0.040228 | 0.0049174 | 0.038805 | 0 | 0.89593 | 0.30725 | 0.026701 | 0.16495 | 0.011171 | 0.015653 | 0.090745 | TWh gas consumption | 6.6559 | 8.6086 | 1.7198 | 0 | 3.1107 | 46.3308 | 1.0534 | 0.077698 | 2.2363 | 8.6612 | 0.76023 | 14.3142 | 0.86498 | 4.5809 | 1.5499 | 21.923 | 1.1274 | 0.13781 | 1.0875 | 0 | 25.1084 | 8.6106 | 0.7483 | 4.6228 | 0.31307 | 0.43866 | 2.5431 | M€/year
| TSO | Storage | Gas pressure regulator storage withdrawal | +3% less energy required | -28.0249 | €/MWh natural gas | 0.0015368 | 0.00015 | 0.0002948 | 0 | 0.00070963 | 0.0045 | 0.00017243 | 0 | 0 | 0.00053286 | 0 | 0.0022866 | 0.0001069 | 0.0011251 | 0 | 0.0044752 | 0 | 0 | 0.00040245 | 0 | 0.0021795 | 0.00077522 | 5.9493e-05 | 0.00076878 | 1.6165e-06 | 0 | 0.00065315 | TWh Consumption for preheating | -0.043069 | -0.0042039 | -0.0082617 | 0 | -0.019887 | -0.12611 | -0.0048323 | 0 | 0 | -0.014933 | 0 | -0.064082 | -0.0029959 | -0.031531 | 0 | -0.12542 | 0 | 0 | -0.011279 | 0 | -0.06108 | -0.021726 | -0.0016673 | -0.021545 | -4.5302e-05 | 0 | -0.018304 | M€/year
|  |  | H2 losses by drying | 5% of H2 | 50 | €/MWh H2 | 0.13036 | 0.012724 | 0.025007 | 0 | 0.060195 | 0.38172 | 0.014627 | 0 | 0 | 0.0452 | 0 | 0.19397 | 0.0090682 | 0.095438 | 0 | 0.37961 | 0 | 0 | 0.034139 | 0 | 0.18488 | 0.065759 | 0.0050466 | 0.065213 | 0.00013712 | 0 | 0.055404 | TWh 1 storage cycle | 6.5181 | 0.63622 | 1.2503 | 0 | 3.0098 | 19.086 | 0.73133 | 0 | 0 | 2.26 | 0 | 9.6983 | 0.45341 | 4.7719 | 0 | 18.9806 | 0 | 0 | 1.7069 | 0 | 9.2439 | 3.288 | 0.25233 | 3.2606 | 0.006856 | 0 | 2.7702 | M€/year
| DSO | Industrie | 50% industrial high temperature application (>500°C without glass) | Calorific value adjustment - Investment | 5.4345 | €/kW/year | 0.69635 | 1.7589 | 0.32093 | 0.025135 | 0.7042 | 5.9105 | 0.20471 | 0.012017 | 0.30662 | 2.3309 | 0.11173 | 2.1821 | 0.13654 | 0.69726 | 0.19 | 2.3165 | 0.095045 | 0.094127 | 0.021718 | 0.00036414 | 1.772 | 1.4163 | 0.44053 | 1.0146 | 0.18653 | 0.15644 | 0.43602 | GW | 3.7843 | 9.5588 | 1.7441 | 0.1366 | 3.827 | 32.1205 | 1.1125 | 0.065305 | 1.6663 | 12.6674 | 0.60718 | 11.8585 | 0.742 | 3.7892 | 1.0325 | 12.5889 | 0.51652 | 0.51153 | 0.11803 | 0.0019789 | 9.63 | 7.697 | 2.394 | 5.5139 | 1.0137 | 0.8502 | 2.3695 | M€/year
|  |  |  | Calorific value adjustment - LPG demand | 5.2707 | €/MWh gas mix | 6.1 | 15.4082 | 2.8114 | 0.22019 | 6.1688 | 51.7759 | 1.7932 | 0.10527 | 2.686 | 20.4189 | 0.97872 | 19.115 | 1.196 | 6.108 | 1.6644 | 20.2924 | 0.83259 | 0.82455 | 0.19025 | 0.0031899 | 15.5228 | 12.407 | 3.859 | 8.8879 | 1.634 | 1.3705 | 3.8195 | TWh | 32.1514 | 81.2118 | 14.8179 | 1.1605 | 32.5138 | 272.895 | 9.4516 | 0.55483 | 14.1571 | 107.6218 | 5.1586 | 100.7494 | 6.304 | 32.1932 | 8.7723 | 106.9551 | 4.3883 | 4.3459 | 1.0028 | 0.016813 | 81.8159 | 65.3933 | 20.3398 | 46.8457 | 8.6124 | 7.2232 | 20.1315 | M€/year
|  |  | Chemical industry (material use), glass | Membrane for deblending - Investment | 0.62944 | €/kW/year | 0.52971 | 2.9477 | 0.52521 | 0 | 0.45072 | 4.3545 | 0.064674 | 0.0088717 | 0.51143 | 1.4743 | 0.045397 | 1.9403 | 0.55806 | 1.1831 | 0 | 1.9403 | 1.7982 | 0.046857 | 0 | 0 | 3.5278 | 4.1455 | 0.26744 | 0.86415 | 0.18573 | 0.054422 | 0.594 | GW | 0.33342 | 1.8554 | 0.33059 | 0 | 0.2837 | 2.7409 | 0.040708 | 0.0055842 | 0.32192 | 0.92802 | 0.028575 | 1.2213 | 0.35127 | 0.74468 | 0 | 1.2213 | 1.1319 | 0.029494 | 0 | 0 | 2.2205 | 2.6093 | 0.16834 | 0.54393 | 0.11691 | 0.034256 | 0.37389 | M€/year
|  |  |  | Membrane for deblending - H2. use | 0.55012 | €/MWh gas mix | 4.6403 | 25.8217 | 4.6008 | 0 | 3.9483 | 38.1455 | 0.56654 | 0.077716 | 4.4801 | 12.9153 | 0.39768 | 16.9968 | 4.8886 | 10.3638 | 0 | 16.997 | 15.7524 | 0.41047 | 0 | 0 | 30.9034 | 36.3142 | 2.3428 | 7.57 | 1.627 | 0.47674 | 5.2034 | TWh | 2.5527 | 14.2051 | 2.531 | 0 | 2.1721 | 20.9847 | 0.31167 | 0.042753 | 2.4646 | 7.105 | 0.21877 | 9.3503 | 2.6893 | 5.7014 | 0 | 9.3504 | 8.6657 | 0.22581 | 0 | 0 | 17.0007 | 19.9773 | 1.2888 | 4.1644 | 0.89505 | 0.26226 | 2.8625 | M€/year
| TSO | Transmission | compresor gas grid | Component exchange - 50% Investment | 90.2426 | €/kW/year | 0.24215 | 0.53986 | 0.075186 | 0 | 0.11423 | 2.45 | 0.047055 | 0.0050396 | 0.14505 | 0.49605 | 0.04931 | 0.64638 | 0.042917 | 0.15834 | 0.10053 | 0.86994 | 0.073125 | 0.0089386 | 0.020893 | 0 | 1.3597 | 0.46287 | 0.041198 | 0.20501 | 0.020107 | 0.028452 | 0.084383 | GW gas launching capacity | 21.8518 | 48.7187 | 6.785 | 0 | 10.3082 | 221.0943 | 4.2464 | 0.45479 | 13.0895 | 44.7648 | 4.4499 | 58.3308 | 3.873 | 14.2889 | 9.0718 | 78.5053 | 6.599 | 0.80664 | 1.8854 | 0 | 122.7052 | 41.7706 | 3.7178 | 18.5004 | 1.8145 | 2.5676 | 7.615 | M€/year
| TSO | Storage | compresor storage (cavern + porous) | Component exchange - 50% Investment | 90.2426 | €/kW/year | 0.13076 | 0.013844 | 0.019706 | 0 | 0.077658 | 0.6393 | 0.015832 | 0 | 0 | 0.019838 | 0 | 0.20152 | 0.0094916 | 0.075024 | 0 | 0.36461 | 0 | 0 | 0.028037 | 0 | 0.20465 | 0.073254 | 0.0050639 | 0.055299 | 0.00067853 | 0 | 0.071365 | GW gas launching capacity | 11.8 | 1.2493 | 1.7783 | 0 | 7.0081 | 57.6918 | 1.4288 | 0 | 0 | 1.7902 | 0 | 18.1855 | 0.85655 | 6.7703 | 0 | 32.9031 | 0 | 0 | 2.5301 | 0 | 18.4682 | 6.6107 | 0.45698 | 4.9903 | 0.061233 | 0 | 6.4402 | M€/year
| TSO | Transmission | Instalation of higher gas turbine capacities for compressors - inkl. transit and storage | Investment +40% of excisting capacity | 153.035 | €/kW/year shaft power | 0.14916 | 0.22148 | 0.037957 | 0 | 0.076755 | 1.2357 | 0.025155 | 0.0020158 | 0.058019 | 0.20635 | 0.019724 | 0.33916 | 0.020963 | 0.093345 | 0.040211 | 0.49382 | 0.02925 | 0.0035754 | 0.019572 | 0 | 0.62575 | 0.21445 | 0.018505 | 0.10412 | 0.0083142 | 0.011381 | 0.062299 | GW additional shaft power | 22.827 | 33.8947 | 5.8087 | 0 | 11.7461 | 189.1082 | 3.8496 | 0.30849 | 8.879 | 31.5795 | 3.0185 | 51.9031 | 3.2081 | 14.2851 | 6.1537 | 75.5714 | 4.4763 | 0.54717 | 2.9952 | 0 | 95.7617 | 32.8183 | 2.8318 | 15.9344 | 1.2724 | 1.7417 | 9.534 | M€/year
|  |  |  | Gas demand +40% of excisting transport losses | 28.0249 | €/MWh natural gas | 0.31667 | 0.40957 | 0.081824 | 0 | 0.148 | 2.2043 | 0.050117 | 0.0036966 | 0.10639 | 0.41207 | 0.03617 | 0.68102 | 0.041153 | 0.21794 | 0.073738 | 1.043 | 0.053638 | 0.0065566 | 0.05174 | 0 | 1.1946 | 0.40966 | 0.035602 | 0.21994 | 0.014895 | 0.02087 | 0.12099 | TWh gas consumption | 8.8746 | 11.4781 | 2.2931 | 0 | 4.1476 | 61.7744 | 1.4045 | 0.1036 | 2.9817 | 11.5482 | 1.0136 | 19.0855 | 1.1533 | 6.1079 | 2.0665 | 29.2307 | 1.5032 | 0.18375 | 1.45 | 0 | 33.4779 | 11.4808 | 0.99774 | 6.1637 | 0.41743 | 0.58488 | 3.3908 | M€/year
| TSO | Transmission | gas chromatographs (GC) | Adaptation - Exchange helium |  | €thousand/unit/year | 0.02524 | 0.054065 | 0.041519 | 0 | 0.057067 | 0.575 | 0.01383 | 0.013218 | 0.02188 | 0.36934 | 0.019416 | 0.56198 | 0.04022 | 0.087714 | 0.036247 | 0.52285 | 0.031558 | 0.0044357 | 0.017743 | 0 | 0.17922 | 0.16045 | 0.020536 | 0.19985 | 0.008976 | 0.017534 | 0.033947 | thousand pieces | 0 | 0 | 0 | 0 | 0 | 0 | 0 | 0 | 0 | 0 | 0 | 0 | 0 | 0 | 0 | 0 | 0 | 0 | 0 | 0 | 0 | 0 | 0 | 0 | 0 | 0 | 0 | M€/year
| DSO | End-use | CHP for power generation | Membrane for deblending - Investment | 2.5026 | €/kW/year | 3.3886 | 1.8278 | 0.76592 | 0 | 0.30906 | 13.9192 | 0.84209 | 0.20438 | 1.4736 | 4.2234 | 1.3504 | 3.5321 | 0.58362 | 1.6826 | 1.3798 | 14.099 | 0.62056 | 0.016362 | 1.4228 | 0.24625 | 5.154 | 2.8324 | 2.471 | 1.9046 | 1.3968 | 0.099249 | 0.80081 | GW gas launching capacity | 8.4803 | 4.5742 | 1.9168 | 0 | 0.77346 | 34.8338 | 2.1074 | 0.51148 | 3.6879 | 10.5693 | 3.3795 | 8.8394 | 1.4606 | 4.2109 | 3.453 | 35.2838 | 1.553 | 0.040947 | 3.5606 | 0.61626 | 12.8981 | 7.0884 | 6.1838 | 4.7664 | 3.4956 | 0.24838 | 2.0041 | M€/year | Existing power plants still in operation in 2030, 50% of CHP are CHP etc. and connected to DSO with 40% electrical efficiency
|  |  |  | Membrane for deblending - electr. demand | 0.97746 | €/MWh gas mix | 0.57118 | 6.2686 | 4.8326 | 0 | 0.19894 | 58.4686 | 0.39515 | 0.048017 | 1.1781 | 5.9077 | 4.4916 | 8.5438 | 1.0256 | 3.4773 | 0.84204 | 53.5222 | 1.0345 | 0.0032211 | 3.328 | 0.52404 | 17.3147 | 19.2183 | 0.70036 | 5.8342 | 0.29856 | 0.22341 | 2.0243 | TWh gas consumption | 0.55831 | 6.1274 | 4.7237 | 0 | 0.19445 | 57.151 | 0.38624 | 0.046935 | 1.1515 | 5.7746 | 4.3904 | 8.3513 | 1.0025 | 3.399 | 0.82307 | 52.3161 | 1.0112 | 0.0031485 | 3.253 | 0.51223 | 16.9245 | 18.7852 | 0.68458 | 5.7027 | 0.29183 | 0.21837 | 1.9787 | M€/year
|  |  |  | Membrane for deblending - H2. use | 2.2005 | €/MWh gas mix | 0.57118 | 6.2686 | 4.8326 | 0 | 0.19894 | 58.4686 | 0.39515 | 0.048017 | 1.1781 | 5.9077 | 4.4916 | 8.5438 | 1.0256 | 3.4773 | 0.84204 | 53.5222 | 1.0345 | 0.0032211 | 3.328 | 0.52404 | 17.3147 | 19.2183 | 0.70036 | 5.8342 | 0.29856 | 0.22341 | 2.0243 | TWh gas consumption | 1.2569 | 13.7941 | 10.6341 | 0 | 0.43776 | 128.6596 | 0.86952 | 0.10566 | 2.5923 | 12.9998 | 9.8838 | 18.8006 | 2.2568 | 7.6518 | 1.8529 | 117.7751 | 2.2764 | 0.0070879 | 7.3233 | 1.1532 | 38.1009 | 42.2896 | 1.5411 | 12.838 | 0.65698 | 0.4916 | 4.4546 | M€/year
| TSO | Storage | Gas pressure regulator storage withdrawal | +5% less energy required | -28.0249 | €/MWh natural gas | 0.0025613 | 0.00025001 | 0.00049133 | 0 | 0.0011827 | 0.0075 | 0.00028738 | 0 | 0 | 0.00088809 | 0 | 0.003811 | 0.00017817 | 0.0018752 | 0 | 0.0074586 | 0 | 0 | 0.00067076 | 0 | 0.0036325 | 0.001292 | 9.9155e-05 | 0.0012813 | 2.6941e-06 | 0 | 0.0010886 | TWh Consumption for preheating | -0.071781 | -0.0070064 | -0.01377 | 0 | -0.033145 | -0.21019 | -0.0080539 | 0 | 0 | -0.024889 | 0 | -0.1068 | -0.0049932 | -0.052551 | 0 | -0.20903 | 0 | 0 | -0.018798 | 0 | -0.1018 | -0.036209 | -0.0027788 | -0.035908 | -7.5503e-05 | 0 | -0.030507 | M€/year
|  |  | H2 losses by drying | 5% of H2 | 50 | €/MWh H2 | 0.13036 | 0.012724 | 0.025007 | 0 | 0.060195 | 0.38172 | 0.014627 | 0 | 0 | 0.0452 | 0 | 0.19397 | 0.0090682 | 0.095438 | 0 | 0.37961 | 0 | 0 | 0.034139 | 0 | 0.18488 | 0.065759 | 0.0050466 | 0.065213 | 0.00013712 | 0 | 0.055404 | TWh 1 storage cycle | 6.5181 | 0.63622 | 1.2503 | 0 | 3.0098 | 19.086 | 0.73133 | 0 | 0 | 2.26 | 0 | 9.6983 | 0.45341 | 4.7719 | 0 | 18.9806 | 0 | 0 | 1.7069 | 0 | 9.2439 | 3.288 | 0.25233 | 3.2606 | 0.006856 | 0 | 2.7702 | M€/year
| TSO | Transmission | Gas pressure regulator >40 to 16bar | +5% less energy required | -28.0249 | €/MWh H2 | 0.0028827 | 0.011586 | 0.0017635 | 0.00055104 | 0.0030312 | 0.033704 | 0.0012975 | 0.00014051 | 0.0031519 | 0.0081107 | 0.001161 | 0.013005 | 0.0010423 | 0.0039934 | 0.0020845 | 0.018748 | 0.0015633 | 0.00021124 | 0.00042011 | 0.00028916 | 0.014114 | 0.011656 | 0.00081689 | 0.0049977 | 0.00039354 | 0.00077225 | 0.0019322 | TWh preheating related to decentralized consumption | -0.080787 | -0.3247 | -0.049423 | -0.015443 | -0.08495 | -0.94455 | -0.036364 | -0.0039378 | -0.088331 | -0.2273 | -0.032538 | -0.36448 | -0.029211 | -0.11191 | -0.058419 | -0.52541 | -0.043811 | -0.00592 | -0.011773 | -0.0081036 | -0.39554 | -0.32665 | -0.022893 | -0.14006 | -0.011029 | -0.021642 | -0.054149 | M€/year
| DSO | Distribution | Gas pressure regulator | Exchange Gas pressure regulator - Investment | 2.8052 | €thousand/unit/year | 3.5008 | 5.7737 | 0.30653 | 0 | 5.8163 | 40.257 | 1.4428 | 0.17425 | 0.47708 | 6.8928 | 0.15806 | 15.7754 | 1.5285 | 6.6083 | 0.92311 | 20.6206 | 0.70061 | 0.23925 | 0.41208 | 0 | 9.8497 | 14.3831 | 1.4488 | 3.2549 | 0.26314 | 0.37938 | 2.6173 | thousand pieces | 9.8206 | 16.1965 | 0.85987 | 0 | 16.316 | 112.9299 | 4.0474 | 0.4888 | 1.3383 | 19.3359 | 0.44339 | 44.2535 | 4.2879 | 18.5378 | 2.5895 | 57.8454 | 1.9654 | 0.67114 | 1.156 | 0 | 27.6306 | 40.3479 | 4.0643 | 9.1307 | 0.73817 | 1.0643 | 7.342 | M€/year
| DSO | Distribution | gas chromatographs (GC) | Additional PCS Analysers for calorific value reconstruction system | 15.7925 | €thousand/unit/year | 0.71309 | 1.176 | 0.062437 | 0 | 1.1847 | 8.2 | 0.29388 | 0.035493 | 0.097177 | 1.404 | 0.032195 | 3.2133 | 0.31135 | 1.3461 | 0.18803 | 4.2002 | 0.14271 | 0.048733 | 0.083937 | 0 | 2.0063 | 2.9297 | 0.29512 | 0.663 | 0.053599 | 0.077277 | 0.53311 | thousand pieces | 11.2614 | 18.5727 | 0.98603 | 0 | 18.7097 | 129.4981 | 4.6411 | 0.56052 | 1.5347 | 22.1727 | 0.50844 | 50.746 | 4.917 | 21.2575 | 2.9695 | 66.332 | 2.2537 | 0.76961 | 1.3256 | 0 | 31.6843 | 46.2674 | 4.6606 | 10.4703 | 0.84647 | 1.2204 | 8.4191 | M€/year
|  |  | Chemical industry (material use), glass | Membrane for deblending - Investment | 0.95431 | €/kW/year | 0.52971 | 2.9477 | 0.52521 | 0 | 0.45072 | 4.3545 | 0.064674 | 0.0088717 | 0.51143 | 1.4743 | 0.045397 | 1.9403 | 0.55806 | 1.1831 | 0 | 1.9403 | 1.7982 | 0.046857 | 0 | 0 | 3.5278 | 4.1455 | 0.26744 | 0.86415 | 0.18573 | 0.054422 | 0.594 | GW | 0.50551 | 2.813 | 0.50121 | 0 | 0.43013 | 4.1556 | 0.061719 | 0.0084664 | 0.48807 | 1.407 | 0.043323 | 1.8516 | 0.53257 | 1.129 | 0 | 1.8517 | 1.7161 | 0.044716 | 0 | 0 | 3.3666 | 3.9561 | 0.25522 | 0.82467 | 0.17725 | 0.051936 | 0.56686 | M€/year
|  |  |  | Membrane for deblending - H2. use | 1.1002 | €/MWh gas mix | 9.2806 | 51.6434 | 9.2016 | 0 | 7.8967 | 76.2909 | 1.1331 | 0.15543 | 8.9603 | 25.8306 | 0.79536 | 33.9935 | 9.7773 | 20.7276 | 0 | 33.994 | 31.5048 | 0.82093 | 0 | 0 | 61.8069 | 72.6285 | 4.6856 | 15.1399 | 3.254 | 0.95347 | 10.4069 | TWh | 10.2109 | 56.8204 | 10.124 | 0 | 8.6883 | 83.9387 | 1.2467 | 0.17101 | 9.8585 | 28.4199 | 0.87509 | 37.4012 | 10.7574 | 22.8054 | 0 | 37.4017 | 34.6629 | 0.90323 | 0 | 0 | 68.0027 | 79.9091 | 5.1553 | 16.6576 | 3.5802 | 1.0491 | 11.4501 | M€/year
|  |  | Gas turbine for power generation (old stock) | Membrane for deblending - Investment | 0.95431 | €/kW/year | 6.0035 | 5.9891 | 0.86825 | 0 | 0.71957 | 36.6956 | 1.0809 | 0.38885 | 8.6246 | 52.5783 | 1.5419 | 15.4011 | 0.84519 | 3.7344 | 4.0608 | 70.9501 | 1.3922 | 0.12419 | 1.5171 | 0.24625 | 13.31 | 4.5188 | 6.0998 | 3.2567 | 1.5311 | 0.18919 | 2.1393 | GW gas launching capacity | 5.7293 | 5.7155 | 0.82859 | 0 | 0.6867 | 35.0192 | 1.0315 | 0.37109 | 8.2305 | 50.1762 | 1.4714 | 14.6975 | 0.80658 | 3.5638 | 3.8753 | 67.7087 | 1.3286 | 0.11851 | 1.4478 | 0.235 | 12.7019 | 4.3123 | 5.8211 | 3.108 | 1.4611 | 0.18055 | 2.0416 | M€/year
|  |  |  | Membrane for deblending - H2. use | 1.1002 | €/MWh gas mix | 1.2425 | 16.1814 | 4.8704 | 0 | 0.24798 | 102.0766 | 0.39559 | 0.048017 | 18.1912 | 26.6599 | 4.7083 | 21.7123 | 1.7189 | 5.5592 | 13.2068 | 102.0415 | 1.0345 | 0.010066 | 3.328 | 0.52404 | 29.4014 | 19.2183 | 2.1147 | 10.011 | 0.29856 | 0.2344 | 4.7109 | TWh gas consumption | 1.367 | 17.8035 | 5.3586 | 0 | 0.27284 | 112.3092 | 0.43525 | 0.052831 | 20.0147 | 29.3325 | 5.1803 | 23.8888 | 1.8913 | 6.1165 | 14.5308 | 112.2706 | 1.1382 | 0.011075 | 3.6616 | 0.57658 | 32.3487 | 21.1448 | 2.3267 | 11.0145 | 0.32849 | 0.2579 | 5.1831 | M€/year
|  |  | Gas turbine for grid and storage | Membrane for deblending - Investment | 2.5966 | €/kW/year | 1.13 | 1.6779 | 0.28755 | 0 | 0.58147 | 9.3615 | 0.19057 | 0.015272 | 0.43954 | 1.5633 | 0.14942 | 2.5694 | 0.15881 | 0.70716 | 0.30463 | 3.741 | 0.22159 | 0.027087 | 0.14827 | 0 | 4.7405 | 1.6246 | 0.14019 | 0.78881 | 0.062986 | 0.086219 | 0.47196 | GW gas launching capacity | 2.9342 | 4.3568 | 0.74665 | 0 | 1.5098 | 24.3079 | 0.49483 | 0.039654 | 1.1413 | 4.0592 | 0.38799 | 6.6716 | 0.41237 | 1.8362 | 0.79099 | 9.7139 | 0.57538 | 0.070333 | 0.385 | 0 | 12.3092 | 4.2185 | 0.364 | 2.0482 | 0.16355 | 0.22387 | 1.2255 | M€/year
|  |  |  | Membrane for deblending - H2. use | 1.1002 | €/MWh gas mix | 0.79167 | 1.0239 | 0.20456 | 0 | 0.36999 | 5.5107 | 0.12529 | 0.0092415 | 0.26599 | 1.0302 | 0.090424 | 1.7026 | 0.10288 | 0.54486 | 0.18434 | 2.6076 | 0.13409 | 0.016391 | 0.12935 | 0 | 2.9864 | 1.0242 | 0.089005 | 0.54984 | 0.037237 | 0.052175 | 0.30248 | TWh losses | 0.87103 | 1.1266 | 0.22507 | 0 | 0.40708 | 6.0631 | 0.13785 | 0.010168 | 0.29265 | 1.1334 | 0.099488 | 1.8732 | 0.1132 | 0.59948 | 0.20282 | 2.869 | 0.14754 | 0.018035 | 0.14232 | 0 | 3.2858 | 1.1268 | 0.097927 | 0.60496 | 0.04097 | 0.057405 | 0.33281 | M€/year
|  |  | industrial high temperature application (>500°C without glass) | Calorific value adjustment - LPG demand | 5.2707 | €/MWh gas mix | 12.2001 | 30.8163 | 5.6227 | 0.44037 | 12.3376 | 103.5518 | 3.5865 | 0.21053 | 5.372 | 40.8378 | 1.9574 | 38.23 | 2.3921 | 12.2159 | 3.3287 | 40.5848 | 1.6652 | 1.6491 | 0.3805 | 0.0063798 | 31.0456 | 24.8139 | 7.7181 | 17.7759 | 3.268 | 2.7409 | 7.639 | TWh | 64.3028 | 162.4235 | 29.6357 | 2.3211 | 65.0276 | 545.7901 | 18.9032 | 1.1097 | 28.3143 | 215.2436 | 10.3171 | 201.4988 | 12.608 | 64.3865 | 17.5447 | 213.9102 | 8.7767 | 8.6919 | 2.0055 | 0.033626 | 163.6319 | 130.7867 | 40.6796 | 93.6913 | 17.2248 | 14.4465 | 40.263 | M€/year
>20% | DSO | End-use | boilers | new heating boilers - Investment | 1.0327 | €thousand/unit/year | 662.3254 | 1313.497 | 80.2646 | 0.0013551 | 536.0588 | 5702.5744 | 237.4424 | 17.0879 | 320.0273 | 1862.0252 | 10.9494 | 2526.1999 | 196.9907 | 657.713 | 150.573 | 3724.6459 | 7.3365 | 29.2479 | 17.7195 | 0.00054969 | 2801.399 | 1311.2998 | 190.4454 | 1305.3249 | 11.0124 | 29.6941 | 447.3662 | thousand pieces | 683.9981 | 1356.4774 | 82.891 | 0.0013995 | 553.5998 | 5889.1746 | 245.2121 | 17.6471 | 330.4993 | 1922.9546 | 11.3077 | 2608.8624 | 203.4366 | 679.2347 | 155.5 | 3846.5241 | 7.5765 | 30.205 | 18.2993 | 0.00056768 | 2893.0666 | 1354.2083 | 196.6771 | 1348.0379 | 11.3727 | 30.6657 | 462.005 | M€/year
|  | … | …
|  | … | …

## Type 1 - Overall cost curve
Distribution of adaptation costs by type of network and type of infrastructure to be adapted
Specific countries can be filtered
Country | - all -
Sum of Cost | Network | Category
| DSO |  |  |  | DSO Result | TSO |  |  |  | TSO Result | Total Result
Threshold | … | Distribution | End-use | Industrie |  | End-use | Industrie | Storage | Transmission
<5% |  |  |  | 200.3377 | 200.3377 |  | 200.3377 | 332.4136 |  | 532.7513 | 733.089
from 5 to 10% |  |  |  | 1367.3598 | 1367.3598 | 1187.2555 | 1214.7016 | 120.3439 | 789.3946 | 3311.6955 | 4679.0553
from 10 to 20% |  | 4370.7321 | 803.0027 |  | 5173.7349 |  |  | 267.976 | 1596.7634 | 1864.7395 | 7038.4744
>20% | 0 |  | 24939.4356 |  | 24939.4356 | [5 empty] | 24939.4356
Total Result | 0 | 4370.7321 | 25742.4383 | 1567.6975 | 31680.8679 | 1187.2555 | 1415.0393 | 720.7335 | 2386.1581 | 5709.1863 | 37390.0542
Cumulativive adaptation costs :
| DSO - Distribution | DSO - End-use | DSO - Industry | TSO -End-use | TSO - Industry | TSO - Storage | TSO - Transmission
<5% | 0 | 0 | 200.3377 | 0 | 200.3377 | 332.4136 | 0
from 5 to 10% | 0 | 0 | 1567.6975 | 1187.2555 | 1415.0393 | 452.7574 | 789.3946
from 10 to 20% | 4370.7321 | 803.0027 | 1567.6975 | 1187.2555 | 1415.0393 | 720.7335 | 2386.1581
>20% | 4370.7321 | 25742.4383 | 1567.6975 | 1187.2555 | #REF! | #REF! | #REF!

## Type 1 - Detailed cost curve
Distribution of adaptation costs by specific type of adaptation (in M€/year)
Specific countries can be filtered
Country | - all -
Sum of Cost | Network | Component
| DSO | [10 empty] | DSO Result | TSO | [12 empty] | TSO Result | Total Result
Threshold | … | 50% Chemical industry (material use), glass | 50% industrial high temperature application (>500°C without glass) | boilers | Chemical industry (material use), glass | CHP for power generation | gas chromatographs (GC) | Gas pressure regulator | Gas turbine for grid and storage | Gas turbine for power generation (old stock) | industrial high temperature application (>500°C without glass) |  | 50% Chemical industry (material use), glass | 50% industrial high temperature application (>500°C without glass) | compresor gas grid | compresor storage (cavern + porous) | gas chromatographs (GC) | Gas pressure regulator >40 to 16bar | Gas pressure regulator storage withdrawal | Gas turbine for gas grid - inkl. transit | Gas turbine for power generation (old stock) | Gas turbine for storage (cavern + porous) | H2 losses by drying | Instalation of higher gas turbine capacities for compressors - inkl. transit and storage | Porous storage
<5% |  | 200.3377 | [9 empty] | 200.3377 | 200.3377 | [11 empty] | 332.4136 | 532.7513 | 733.089
from 5 to 10% |  |  | 1214.7016 |  | 152.6582 | [6 empty] | 1367.3598 |  | 1214.7016 |  |  | 24.5875 | -2.4116 | -0.58097 | 127.4931 | 1187.2555 | 33.0001 | 87.9247 | 639.7256 |  | 3311.6955 | 4679.0553
from 10 to 20% |  |  |  |  | 566.8276 | 803.0027 | 462.5849 | 403.4011 | 102.8655 | 661.4849 | 2173.5682 | 5173.7349 |  |  | 747.8152 | 181.0196 | 0 | -4.0193 | -0.96828 |  |  |  | 87.9247 | 852.9675 |  | 1864.7395 | 7038.4744
>20% | 0 |  |  | 24939.4356 | [7 empty] | 24939.4356 | [14 empty] | 24939.4356
Total Result | 0 | 200.3377 | 1214.7016 | 24939.4356 | 719.4859 | 803.0027 | 462.5849 | 403.4011 | 102.8655 | 661.4849 | 2173.5682 | 31680.8679 | 200.3377 | 1214.7016 | 747.8152 | 181.0196 | 24.5875 | -6.4309 | -1.5493 | 127.4931 | 1187.2555 | 33.0001 | 175.8494 | 1492.6932 | 332.4136 | 5709.1863 | 37390.0542
| DSO - Chemical industry (feedstock), glass industry | DSO - Industrial high temperature application (>500°C except glass) | DSO - Boilers | DSO - CHP for power generation | DSO - Gas chromatographs | DSO - Gas pressure regulators | DSO - Gas turbines for grid and storage | DSO - Gas turbine for power generation (old stock) | TSO - Chemical industry (feedstock), glass industry | TSO - Industrial high temperature application (>500°C except glass) | TSO - compresor gas grid | TSO - compresor for storage | TSO - gas chromatographs | TSO -Less energy required | TSO - Gas turbine for gas grid | TSO - Gas turbine for power generation (old stock) | TSO - Gas turbine for storage | TSO - H2 losses by drying | TSO - Higher gas turbine capacities for compressors | TSO - Porous storage
<5% | 200.3377 | 0 | 0 | 0 | 0 | 0 | 0 | 0 | 200.3377 | 0 | 0 | 0 | 0 | 0 | 0 | 0 | 0 | 0 | 0 | 332.4136
from 5 to 10% | 352.9959 | 1214.7016 | 0 | 0 | 0 | 0 | 0 | 0 | 200.3377 | 1214.7016 | 0 | 0 | 24.5875 | -2.9926 | 127.4931 | 1187.2555 | 33.0001 | 87.9247 | 639.7256 | 332.4136
from 10 to 20% | 919.8236 | 3388.2697 | 0 | 803.0027 | 462.5849 | 403.4011 | 102.8655 | 661.4849 | 200.3377 | 1214.7016 | 747.8152 | 181.0196 | 24.5875 | -7.9802 | 127.4931 | 1187.2555 | 33.0001 | 175.8494 | 1492.6932 | 332.4136
>20% | 919.8236 | 3388.2697 | 24939.4356 | 803.0027 | 462.5849 | 403.4011 | 102.8655 | 661.4849 | #REF! | #REF! | #REF! | #REF! | #REF! | #REF! | #REF! | #REF! | #REF! | #REF! | #REF! | #REF!
Cumulativive adaptation costs for each type of equipment :
| Chemical industry (feedstock), glass industry | Industrial high temperature application (>500°C except glass) | Boilers | CHP for power generation | Gas chromatographs | Gas pressure regulators - DSO | Gas turbines for grid and storage | Gas turbine for power generation (old stock) | Compressor gas grid - TSO | Compressor for storage | H2 losses by drying | Higher gas turbine capacities for compressors | Porous storage | Less energy required
<5% | 400.6754 | 0 | 0 | 0 | 0 | 0 | 0 | 0 | 0 | 0 | 0 | 0 | 332.4136 | 0
5 - 10% | 553.3336 | 2429.4031 | 0 | 0 | 24.5875 | 0 | 160.4932 | 1187.2555 | 0 | 0 | 87.9247 | 639.7256 | 332.4136 | -2.9926
10 - 20% | 1120.1612 | 4602.9713 | 0 | 803.0027 | 487.1723 | 403.4011 | 263.3587 | 1848.7403 | 747.8152 | 181.0196 | 175.8494 | 1492.6932 | 332.4136 | -7.9802
>20% | #REF! | #REF! | 24939.4356 | 803.0027 | #REF! | 403.4011 | #REF! | #REF! | #REF! | #REF! | #REF! | #REF! | #REF! | #REF!

## Type 1 - National costs
Breakdown of adaptation costs by country and by range of hydrogen blending rate (in M€/year)
Network | - all -
Category | - all -
Component | - all -
Sum of Cost | Threshold
Country | <5% | >20% | from 10 to 20% | from 5 to 10% | Total Result
AT | 31.6753 | 683.9981 | 189.0171 | 123.0015 | 1027.6919
BE | 46.0436 | 1356.4774 | 405.9693 | 283.9253 | 2092.4156
BG | 10.9627 | 82.891 | 84.3926 | 56.5902 | 234.8364
CY | 0 | 0.0013995 | 2.3056 | 2.585 | 4.892
CZ | 20.9716 | 553.5998 | 149.5555 | 95.0669 | 819.1938
DE | 103.2314 | 5889.1746 | 1822.2561 | 1160.9547 | 8975.6168
DK | 3.1558 | 245.2121 | 45.9789 | 29.7191 | 324.0658
EE | 0.12687 | 17.6471 | 4.3392 | 2.479 | 24.5922
EL | 7.3137 | 330.4993 | 103.5066 | 96.8293 | 538.1488
ES | 26.007 | 1922.9546 | 492.3146 | 430.8937 | 2872.17
FI | 0.6492 | 11.3077 | 45.4298 | 27.8651 | 85.2518
FR | 70.529 | 2608.8624 | 575.6054 | 385.196 | 3640.1928
HR | 9.8757 | 203.4366 | 50.5562 | 26.8549 | 290.7234
HU | 36.139 | 679.2347 | 201.5534 | 120.2415 | 1037.1686
IE | 0 | 155.5 | 65.866 | 61.2997 | 282.6658
IT | 111.6466 | 3846.5241 | 1009.7348 | 692.5121 | 5660.4176
LT | 25.7154 | 7.5765 | 69.9396 | 29.7446 | 132.9761
LU | 0.67008 | 30.205 | 12.8814 | 10.9006 | 54.657
LV | 7.2298 | 18.2993 | 34.7977 | 17.5042 | 77.8311
MT | 0 | 0.00056768 | 3.1187 | 1.5028 | 4.6221
NL | 104.8177 | 2893.0666 | 702.0448 | 415.4156 | 4115.3447
PL | 66.6122 | 1354.2083 | 495.8382 | 261.5902 | 2178.2489
PT | 3.8245 | 196.6771 | 80.0653 | 64.7545 | 345.3214
RO | 22.0472 | 1348.0379 | 219.5309 | 160.7345 | 1750.3505
SE | 2.6561 | 11.3727 | 32.5667 | 24.9114 | 71.5069
SI | 0.77826 | 30.6657 | 24.3827 | 19.5315 | 75.3582
SK | 20.4103 | 462.005 | 114.927 | 76.4515 | 673.7938
Total Result | 733.089 | 24939.4356 | 7038.4744 | 4679.0553 | 37390.0542